## Rekapitulasi
REKAPITULASI BILL OF QUANTITY
PEMBANGUNAN T/L 150 kV PASAMAN - SIMPANG EMPAT (SECTION 2)
2 CCT, ACSR 2 X 240/40 mm²
NO | JENIS PEKERJAAN | JUMLAH HARGA | JUMLAH HARGA
|  | PENAWARAN | NEGOSIASI
|  | (Rp) | (Rp)
PEKERJAAN SIPIL PEMBANGUNAN T/L 150 kV SIBUHUAN - GUNUNG TUA (SECTION 1)
A | PENGADAAN TOWER DAN MATERIAL PELENGKAP LAINNYA
I | Pengadaan Tower | 0 | 0
II | Pengadaan Stub Tower | 0 | 0
III | Pengadaan Material Pelengkap Tower | 0 | 0
IV | Transportasi Material Tower, Stub Tower & Material Pelengkap Tower | 645884091.9664 | 644423491.9664
Sub-Total A |  | 645884091.9664 | 644423491.9664
B | PEMASANGAN TOWER DAN MATERIAL PELENGKAP LAINNYA
I | Pekerjaan Persiapan | 148000000 | 148000000
II | Pekerjaan Pemasangan Tower | 4084658525.5935 | 4084658525.5935
III | Pekerjaan Pemasangan Material Pelengkap Tower | 136972907.5 | 136972907.5
IV | Pekerjaan Pengelasan Basic Tower | 363849750 | 363849750
Sub-Total B |  | 4733481183.0935 | 4733481183.0935
C | PEKERJAAN PONDASI TOWER
I | Pekerjaan Persiapan | 1120217958.3642 | 1120217958.3642
II | Pekerjaan Pondasi | 33088526146.8261 | 33088526146.8261 | 33157739541.8461
III | Alokasi Biaya | 6439287187.8425 | 6439287187.8425
Sub-Total C |  | 40648031293.0328 | 40648031293.0328
JUMLAH ( A + B + C ) |  | 46027396568.0926 | 46025935968.0926
PEKERJAAN ELEKTROMEKANIK PEMBANGUNAN T/L 150 kV SIBUHUAN - GUNUNG TUA (SECTION 1)
D | PENGADAAN & PEMASANGAN KONDUKTOR ACSR 2 x 240/40 mm², GSW 55 mm², OPGW 60 mm² & ACC, INSULATOR & ACC DAN KOMISIONING TEST
I | Pengadaan Material | 13504197444.8875 | 13504197444.8875
II | Transportasi Material Konduktor, Insulator & Fittings
II | Pekerjaan Pemasangan, Penarikan & Komisioning | 10623158469.1346 | 10623158469.1346
Sub-Total D |  | 24127355914.0221 | 24127355914.0221
JUMLAH ( A + B + C + D ) |  | 70154752482.1147 | 70153291882.1147
|  | #REF! | #REF! | Harga Rata-rata/km
|  | 70000000000 | 70000000000 | GI Sibuhuan New
|  | #REF! | #REF! | Total Anggaran
|  | 108286192000 | 108286192000 | Anggaran Investasi SKI
#REF!

## Pengadaan Tower
BOQ
PEMBANGUNAN T/L 150 kV PASAMAN - SIMPANG EMPAT (SECTION 2)
2 CCT, ACSR 2 X 240/40 mm²
NO | JENIS TOWER | PENGADAAN TOWER
|  | SATUAN | VOLUME BOQ | VOLUME HPS | KETERANGAN | HARGA SATUAN PENAWARAN | JUMLAH HARGA PENAWARAN | HARGA SATUAN NEGOSIASI | JUMLAH HARGA NEGOSIASI
[6 empty] | (Rp) | (Rp) | (Rp) | (Rp)
1 | 2 | 3 | 4 | 5 | 6 | 7 | 8 = 4 X 7 | 9 | 10 = 4 X 9
B | PENGADAAN MATERIAL TOWER DAN MATERIAL PELENGKAP LAINNYA
I | Pengadaan Tower
| 1. Tower Type AA2 | [11 empty] | Berat Tower | Berat x Volume |  | Berat Stub Tower | Berat x Volume
| a. Tower Type AA2 + 0 | set | 0 | 0 |  | 0 | 0 | 0 | 0 |  |  |  | 6806 | 0 |  | 251.56 | 3521.84
| b. Tower Type AA2 + 3 | set | 0 | 0 |  | 0 | 0 | 0 | 0 |  |  |  | 7392 | 0 |  | 251.56 | 1760.92
| c. Tower Type AA2 + 6 | set | 0 | 0 |  | 0 | 0 | 0 | 0 |  |  |  | 8254 | 0 |  | 251.56 | 251.56
| d. Tower Type AA2 + 9 | set | 0 | 0 |  | 0 | 0 | 0 | 0 |  |  |  | 8828 | 0 |  | 251.56 | 2012.48
| e. Tower Type AA2 + 12 | set | 17 | 0 |  | 0 | 0 | 0 | 0 |  |  |  | 9797 | 166549 |  | 251.56 | 251.56
| f. Tower Type AA2 + 15 | set | 18 | 0 |  | 0 | 0 | 0 | 0 | 35 | Jumlah Type AA2 |  | 10496 | 188928 |  | 150.936 | 603.744
2. Tower Type BB2
| a. Tower Type BB2 + 0 | set | 0 | 0 |  | 0 | 0 | 0 | 0 |  |  |  | 8737 | 0 |  | 399.36 | 1198.08
| b. Tower Type BB2 + 3 | set | 0 | 0 |  | 0 | 0 | 0 | 0 |  |  |  | 9670 | 0 |  | 399.36 | 798.72
| c. Tower Type BB2 + 6 | set | 0 | 0 |  | 0 | 0 | 0 | 0 |  |  |  | 10596 | 0 |  | 399.36 | 0
| d. Tower Type BB2 + 9 | set | 1 | 0 |  | 0 | 0 | 0 | 0 |  |  |  | 11839 | 11839 |  | 399.36 | 1597.44
| e. Tower Type BB2 + 12 | set | 3 | 0 |  | 0 | 0 | 0 | 0 |  |  |  | 12832 | 38496 |  | 399.36 | 0
| f. Tower Type BB2 + 15 | set | 5 | 0 |  | 0 | 0 | 0 | 0 | 9 | Jumlah Type BB2 |  | 15012 | 75060 |  | 239.616 | 0
3. Tower Type CC2
| a. Tower Type CC2 + 0 | set | 0 | 0 |  | 0 | 0 | 0 | 0 |  |  |  | 11661 | 0 |  | 519.12 | 519.12
| b. Tower Type CC2 + 3 | set | 0 | 0 |  | 0 | 0 | 0 | 0 |  |  |  | 13684 | 0 |  | 519.12 | 0
| c. Tower Type CC2 + 6 | set | 0 | 0 |  | 0 | 0 | 0 | 0 |  |  |  | 13950 | 0 |  | 519.12 | 0
| d. Tower Type CC2 + 9 | set | 0 | 0 |  | 0 | 0 | 0 | 0 |  |  |  | 15279 | 0 |  | 519.12 | 0
| e. Tower Type CC2 + 12 | set | 0 | 0 |  | 0 | 0 | 0 | 0 |  |  |  | 16583 | 0 |  | 519.12 | 0
| f. Tower Type CC2 + 15 | set | 1 | 0 |  | 0 | 0 | 0 | 0 | 1 | Jumlah Type CC2 |  | 19039 | 19039 |  | 311.472 | 0
4. Tower Type DD2
| a. Tower Type DD2 + 0 | set | 0 | 0 |  | 0 | 0 | 0 | 0 |  |  |  | 14611 | 0 |  | 671.96 | 671.96
| b. Tower Type DD2 + 3 | set | 0 | 0 |  | 0 | 0 | 0 | 0 |  |  |  | 16331 | 0 |  | 671.96 | 0
| c. Tower Type DD2 + 6 | set | 0 | 0 |  | 0 | 0 | 0 | 0 |  |  |  | 17711 | 0 |  | 671.96 | 0
| d. Tower Type DD2 + 9 | set | 0 | 0 |  | 0 | 0 | 0 | 0 |  |  |  | 19756 | 0 |  | 671.96 | 0
| e. Tower Type DD2 + 12 | set | 1 | 0 |  | 0 | 0 | 0 | 0 |  |  |  | 21178 | 21178 |  | 671.96 | 0
| f. Tower Type DD2 + 15 | set | 1 | 0 |  | 0 | 0 | 0 | 0 | 2 | Jumlah Type DD2 |  | 23989 | 23989 |  | 403.176 | 403.176
5. Tower Type DDR2
| a. Tower Type DDR2 + 0 | set | 0 | 0 |  | 0 | 0 | 0 | 0 |  |  |  | 17725 | 0 |  | 671.96 | 0
| b. Tower Type DDR2 + 3 | set | 0 | 0 |  | 0 | 0 | 0 | 0 |  |  |  | 19040.5 | 0 |  | 671.96 | 0
| c. Tower Type DDR2 + 6 | set | 0 | 0 |  | 0 | 0 | 0 | 0 |  |  |  | 19899 | 0 |  | 671.96 | 671.96
| d. Tower Type DDR2 + 9 | set | 1 | 0 |  | 0 | 0 | 0 | 0 |  |  |  | 21196.75 | 21196.75 |  | 671.96 | 0
| e. Tower Type DDR2 + 12 | set | 0 | 0 |  | 0 | 0 | 0 | 0 |  |  |  | 22368.75 | 0 |  | 671.96 | 0
| f. Tower Type DDR2 + 15 | set | 0 | 0 |  | 0 | 0 | 0 | 0 | 1 | Jumlah Type DDR2 |  | 24405.25 | 0 |  | 403.176 | 0
[7 empty] | 0 |  | 0
II | Pengadaan Stub Tower | [10 empty] | Total Berat | 580537.31 | Kg
| -Type AA | [11 empty] | 580.5373 | Ton
| Stub angle SF | [10 empty] | Daya Angkut Truk | 15 | Ton
| KELAS 1 | set | 14 | 0 |  | 0 | 0 | 0 | 0 |  |  | Kebutuhan Truk | 38.7025 | Truk
| KELAS 2 | set | 7 | 0 |  | 0 | 0 | 0 | 0 |  |  | Harga Sewa Truk (a) | #REF! | Rupiah | Input Manual (Jakarta - Medan)
| KELAS 2W | set | 1 | 0 |  | 0 | 0 | 0 | 0 |  |  | Total Harga Sewa | #REF! | Rupiah
| KELAS 3 | set | 8 | 0 |  | 0 | 0 | 0 | 0 |  |  | Asuransi | 5 | %
| KELAS 3W | set | 1 | 0 |  | 0 | 0 | 0 | 0 |  |  | Harga Sewa Truk (b) | #REF! | Rupiah
| Stub angle borepile | set | 4 | 0 |  | 0 | 0 | 0 | 0 |  |  | (a) + (b) | #REF! | Rupiah
-Type BB
Stub angle SF
| KELAS 1 | set | 3 | 0 |  | 0 | 0 | 0 | 0
| KELAS 2 | set | 2 | 0 |  | 0 | 0 | 0 | 0
| KELAS 2W | set | 0 | 0 |  | 0 | 0 | 0 | 0
| KELAS 3 | set | 4 | 0 |  | 0 | 0 | 0 | 0
| KELAS 3W | set | 0 | 0 |  | 0 | 0 | 0 | 0
| Stub angle borepile | set | 0 | 0 |  | 0 | 0 | 0 | 0
-Type CC
Stub angle SF
| KELAS 1 | set | 1 | 0 |  | 0 | 0 | 0 | 0
| KELAS 2 | set | 0 | 0 |  | 0 | 0 | 0 | 0
| KELAS 2W | set | 0 | 0 |  | 0 | 0 | 0 | 0
| KELAS 3 | set | 0 | 0 |  | 0 | 0 | 0 | 0
| KELAS 3W | set | 0 | 0 |  | 0 | 0 | 0 | 0
| Stub angle borepile | set | 0 | 0 |  | 0 | 0 | 0 | 0
-Type DD
Stub angle SF
| KELAS 1 | set | 1 | 0 |  | 0 | 0 | 0 | 0
| KELAS 2 | set | 0 | 0 |  | 0 | 0 | 0 | 0
| KELAS 2W | set | 0 | 0 |  | 0 | 0 | 0 | 0
| KELAS 3 | set | 0 | 0 |  | 0 | 0 | 0 | 0
| KELAS 3W | set | 0 | 0 |  | 0 | 0 | 0 | 0
| Stub angle borepile | set | 1 | 0 |  | 0 | 0 | 0 | 0
-Type DDR
Stub angle SF
| KELAS 1 | set | 0 | 0 |  | 0 | 0 | 0 | 0
| KELAS 2 | set | 0 | 0 |  | 0 | 0 | 0 | 0
| KELAS 2W | set | 1 | 0 |  | 0 | 0 | 0 | 0
| KELAS 3 | set | 0 | 0 |  | 0 | 0 | 0 | 0
| KELAS 3W | set | 0 | 0 |  | 0 | 0 | 0 | 0
| Stub angle borepile | set | 0 | 0 |  | 0 | 0 | 0 | 0
[7 empty] | 0 |  | 0
III | Pengadaan Material Pelengkap Tower
| Anti climbing device | set | 48 | 0 |  | 0 | 0 | 0 | 0
| Danger plate | set | 96 | 0 |  | 0 | 0 | 0 | 0
| Number and phase plate | set | 96 | 0 |  | 0 | 0 | 0 | 0
[7 empty] | 0 |  | 0
IV | Pengangkutan Material ke Site | [10 empty] | 0
| Pengangkutan Material ke Site | Ls | 1 | 1 | 1 | 645884091.9664 | 645884091.9664 | 644423491.9664 | 644423491.9664
SUB - TOTAL B PEKERJAAN PENGADAAN TOWER | [6 empty] | 645884091.9664 |  | 644423491.9664

## EM Pengadaan & Pemasangan
BOQ
PEMBANGUNAN T/L 150 kV PASAMAN - SIMPANG EMPAT (SECTION 2)
2 CCT, ACSR 2 X 240/40 mm²
No. | URAIAN | SATUAN | VOLUME | HARGA PENAWARAN |  | HARGA NEGOSIASI |  |  | 1
|  |  |  | SATUAN | JUMLAH | SATUAN | JUMLAH
|  |  |  | (Rp) | (Rp) | (Rp) | (Rp)
1 | 2 | 3 | 4 | 5 | 6=4x5 | 5 | 6=4x5
A | PENGADAAN MATERIAL
1 | KONDUKTOR & KAWAT TANAH :
| ACSR 240/40 mm² | m | 0 | 0 | 0 | 0 | 0
| GSW 55 mm² | m | 34284 | 18655 | 639568020 | 18655 | 639568020
| OPGW 60 mm² (24 Core) | m | 34284 | 57297.5 | 1964387490 | 57297.5 | 1964387490
| SUB TOTAL 1 |  |  |  | 2603955510 |  | 2603955510
2 | FITTING & ACCESSORIES KONDUKTOR PHASA DAN KAWAT TANAH
a | Suspension set untuk GSW 55 mm², lengkap dengan armour rods | Set | 37 | 681035.42 | 25198310.54 | 681035.42 | 25198310.54
b | Suspension set untuk OPGW 60 mm², lengkap dengan armour rods | Set | 37 | 1024593.895 | 37909974.115 | 1024593.895 | 37909974.115
c | Tension set for GSW 55 mm² | Set | 85 | 1830445.9225 | 155587903.4125 | 1830445.9225 | 155587903.4125
d | Tension set for OPGW 60 mm² | Set | 85 | 1998750 | 169893750 | 1998750 | 169893750
e | Stockbridge type Vibration Damper untuk ACSR 240/40 mm² | Bh | 3300 | 464457.6258 | 1532710165.0575 | 464457.6258 | 1532710165.0575
f | Stockbridge type Vibration Damper untuk GSW 55 mm² | Bh | 275 | 357275.0968 | 98250651.6063 | 357275.0968 | 98250651.6063
g | Stockbridge type Vibration Damper untuk OPGW 60 mm² | Bh | 275 | 435359.9965 | 119723999.0375 | 435359.9965 | 119723999.0375
h | Compression midspan joint untuk ACSR 240/40 mm² | Bh | 208 | 899437.5 | 187083000 | 899437.5 | 187083000
i | Compression midspan joint untuk GSW 55 mm² | Bh | 18 | 493025 | 8874450 | 493025 | 8874450
j | Junction Box untuk OPGW 60 mm², lengkap dengan mounting clamp | Bh | 9 | 10340498.48 | 93064486.32 | 10340498.48 | 93064486.32
k | Repair sleeve untuk ACSR 240 mm² | Bh | 13 | 399750 | 5196750 | 399750 | 5196750
l | Line conductor spacer (jumper) 200 mm untuk ACSR 240 mm² | Bh | 1020 | 330579.925 | 337191523.5 | 330579.925 | 337191523.5
m | Line conductor spacer (span) 400 mm untuk ACSR 240/40 mm² | Bh | 4254 | 330579.925 | 1406287000.95 | 330579.925 | 1406287000.95
| SUB TOTAL 2 |  |  |  | 4176971964.5388 |  | 4176971964.5388
3 | HARDWARE AND FITTING | [7 empty] | 6 Fasa
a. | Single suspension set lengkap clamp, arching Horn, armour rods, untuk 2 x ACSR 240/40 mm² | Set | 186 | 3048072.1635 | 566941422.411 | 3048072.1635 | 566941422.411 | SS * 12 | 2232
b. | Double suspension set lengkap clamp, arching horn, armour rods, untuk 2 x ACSR 240/40 mm² | Set | 36 | 4354388.805 | 156757996.98 | 4354388.805 | 156757996.98 | DS * 24 | 864
c. | Single tension set lengkap clamp, arching horn, untuk 2 x ACSR 240/40 mm² | Set | 6 | 3527503.798 | 21165022.788 | 3527503.798 | 21165022.788 | ST * 12 | 72
d. | Double tension set lengkap clamp, arching horn, untuk 2 x ACSR 240/40 mm² | Set | 1014 | 5039291.14 | 5109841215.96 | 5039291.14 | 5109841215.96 | DT * 24 | 24336
e. | Single tension inverted set lengkap clamp, arching horn, untuk 2 x ACSR 240/40 mm² | Set | 6 | 4438301.66 | 26629809.96 | 4438301.66 | 26629809.96 | ST * 12 | 72
f. | Jumper insulator set lengkap clamp, untuk 2 x ACSR 240/40 mm² | Set | 72 | 1839111.17 | 132416004.24 | 1839111.17 | 132416004.24 | JI * 12 | 864
| SUB TOTAL 3 |  |  |  | 6013751472.339 |  | 6013751472.339 |  | 28440
4 | DISK INSULATOR
| Insulator (Porcelain, glass, polimer composit) type fog 120 kN | Set | 0 | 0 | 0 | 0 | 0
| Insulator (Porcelain, glass, polimer composit ) type normal 120 kN | Set | 2370 | 299374.8937 | 709518498.0098 | 299374.8937 | 709518498.0098
| SUB TOTAL 4 |  |  |  | 709518498.0098 |  | 709518498.0098
| JUMLAH I ( 1 + 2 + 3 + 4 ) |  |  |  | 13504197444.8875 |  | 13504197444.8875
B | TRANSPORTASI MATERIAL
1 | KONDUKTOR & KAWAT TANAH :
| ACSR 435/55 mm² | Kg | 0 |  | 0 |  | 0
| GSW 55 mm² | Kg | 19747.584 |  | 0 |  | 0
| OPGW 60 mm² | Kg | 20734.9632 |  | 0 |  | 0
| SUB TOTAL 1 |  |  |  | 0 |  | 0
2 | FITTING & ACCESSORIES KONDUKTOR PHASA DAN KAWAT TANAH
a | Suspension set untuk GSW 55 mm², lengkap dengan armour rods | Kg | 296 |  | 0 |  | 0
b | Suspension set untuk OPGW 60 mm², lengkap dengan armour rods | Kg | 296 |  | 0 |  | 0
c | Tension set for GSW 55 mm² | Kg | 680 |  | 0 |  | 0
d | Tension set for OPGW 60 mm² | Kg | 680 |  | 0 |  | 0
e | Stockbridge type Vibration Damper untuk ACSR 435/55 mm² | Kg | 16500 |  | 0 |  | 0
f | Stockbridge type Vibration Damper untuk GSW 55 mm² | Kg | 1375 |  | 0 |  | 0
g | Stockbridge type Vibration Damper untuk OPGW 60 mm² | Kg | 1375 |  | 0 |  | 0
h | Compression midspan joint untuk ACSR 435/55 mm² | Kg | 1040 |  | 0 |  | 0
i | Compression midspan joint untuk GSW 55 mm² | Kg | 90 |  | 0 |  | 0
j | Junction Box untuk OPGW 60 mm², lengkap dengan mounting clamp | Kg | 162 |  | 0 |  | 0
k | Repair sleeve untuk ACSR 435/55 mm² | Kg | 143 |  | 0 |  | 0
l | Line conductor spacer (span) 400 mm untuk ACSR 435/55 mm² | Kg |  |  | 0 |  | 0
m | Line conductor spacer (jumper) 200 mm untuk ACSR 435/55 mm² | Kg |  |  | 0 |  | 0
| SUB TOTAL 2 |  |  |  | 0 |  | 0
3 | HARDWARE AND FITTING
a. | Single suspension set lengkap clamp, arching Horn, armour rods, untuk 2 x ACSR 435/55 mm² | Kg | 2790 |  | 0 |  | 0
b. | Double suspension set lengkap clamp, arching horn, armour rods, untuk 2 x ACSR 435/55 mm² | Kg | 540 |  | 0 |  | 0
c. | Single tension set lengkap clamp, arching horn, armour rods, untuk 2 x ACSR 435/55 mm² | Kg | 90 |  | 0 |  | 0
d. | Double tension set lengkap clamp, arching horn, armour rods, untuk 2 x ACSR 435/55 mm² | Kg | 15210 |  | 0 |  | 0
e. | Single tension inverted set lengkap clamp, arching horn, untuk 2 x ACSR 435/55 mm² | Kg | 90 |  | 0 |  | 0
f. | Jumper insulator set lengkap clamp, untuk 2 x ACSR 435/55 mm² | Kg | 936 |  | 0 |  | 0
| SUB TOTAL 3 |  |  |  | 0 |  | 0
4 | DISK INSULATOR
| Disk Insulator fog 160 kN | Kg | 0 |  | 0 |  | 0
| Disk Insulator normal 160 kN | Kg | 14220 |  | 0 |  | 0
| SUB TOTAL 4 |  |  |  | 0 |  | 0
| JUMLAH II ( 1 + 2 + 3 + 4 ) |  |  |  | 0 |  | 0
B | PEKERJAAN PEMASANGAN,PENARIKAN & KOMISIONING :
1 | PEKERJAAN PERSIAPAN
a | Mobilisasi & demobilisasi Peralatan Pemasangan Material | Ls | 1 | 80000000 | 80000000 | 80000000 | 80000000 |  | m² | Clearing
b | Pembersihan jalur | Ls | 1 | 121604946.028 | 121604946.028 | 121604946.028 | 121604946.028 |  | 400 | Twin Zebra
c | Pembuatan stegger | Set | 4 | 22845517.2 | 91382068.8 | 22845517.2 | 91382068.8 |  | 196 | Twin Hawk
d | Pembuatan back stay | Set | 2 | 20000000 | 40000000 | 20000000 | 40000000 |  | #REF! | 1 m² Clearing
e | Pembuatan sagging schedule | Set | 1 | 10000000 | 10000000 | 10000000 | 10000000 |  | 625 | Quadraple Zebra
| SUB TOTAL 1 |  |  |  | 342987014.828 |  | 342987014.828
2 | HARDWARE AND FITTING
a. | Single suspension set lengkap clamp, arching Horn, armour rods dan disks insulator (12 disk), untuk 2 x ACSR 240/40 mm² | Set | 186 | 390908.375 | 72708957.75 | 390908.375 | 72708957.75
b. | Double suspension set lengkap clamp, arching horn, armour rods dan disks insulator (24 disk), untuk 2 x ACSR 240/40 mm² | Set | 36 | 576665.375 | 20759953.5 | 576665.375 | 20759953.5
c. | Single tension set lengkap clamp, arching horn dan disks insulator (12 disk), untuk 2 x ACSR 240/40 mm² | Set | 6 | 586362.5625 | 3518175.375 | 586362.5625 | 3518175.375
d. | Double tension set lengkap clamp, arching horn dan disks insulator (24 disk), untuk 2 x ACSR 240/40 mm² | Set | 1014 | 864998.0625 | 877108035.375 | 864998.0625 | 877108035.375
e. | Single tension inverted set lengkap clamp, arching horn dan disks insulator (12 disk), untuk 2 x ACSR 240/40 mm² | Set | 6 | 586362.5625 | 3518175.375 | 586362.5625 | 3518175.375
f. | Jumper insulator set lengkap clamp dan disks insulator (12 disk), untuk 2 x ACSR 240/40 mm² | Set | 72 | 504390.5625 | 36316120.5 | 504390.5625 | 36316120.5
| SUB TOTAL 2 |  |  |  | 1013929417.875 |  | 1013929417.875
3 | PENARIKAN KAWAT
a | ACSR 240/40 mm² | m | 415430 | 14715.2038 | 6113137114.634 | 14715.2038 | 6113137114.634
b | GSW 55 mm² | m | 34284 | 14715.2038 | 504496047.0792 | 14715.2038 | 504496047.0792
c | OPGW 60 mm² | m | 34284 | 14715.2038 | 504496047.0792 | 14715.2038 | 504496047.0792
d | Pekerjaan sagging konduktor | Ls | 1 | 469237674.3267 | 469237674.3267 | 469237674.3267 | 469237674.3267
e | Pembuatan As Build Drawing | Ls | 1 | 50000000 | 50000000 | 50000000 | 50000000 |  | 3 Orang
| SUB TOTAL 3 |  |  |  | 7641366883.1191 |  | 7641366883.1191
4 | PEMASANGAN FITTING & ASSESORIES UNTUK KONDUKTOR PHASA DAN KAWAT TANAH
a | Suspension set untuk GSW 55 mm², lengkap dengan armour rods | Set | 37 | 237851.625 | 8800510.125 | 237851.625 | 8800510.125
b | Suspension set untuk OPGW 60 mm², lengkap dengan armour rods | Set | 37 | 237851.625 | 8800510.125 | 237851.625 | 8800510.125
c | Tension set for GSW 55 mm² | Set | 85 | 118925.8125 | 10108694.0625 | 118925.8125 | 10108694.0625
d | Tension set for OPGW 60 mm² | Set | 85 | 118925.8125 | 10108694.0625 | 118925.8125 | 10108694.0625
e | Stockbridge type Vibration Damper for ACSR 240/40 mm² | Bh | 3300 | 153258.875 | 505754287.5 | 153258.875 | 505754287.5
f | Stockbridge type Vibration Damper untuk GSW 55 mm² | Bh | 275 | 143561.6875 | 39479464.0625 | 143561.6875 | 39479464.0625
g | Stockbridge type Vibration Damper untuk OPGW 60 mm² | Bh | 275 | 143561.6875 | 39479464.0625 | 143561.6875 | 39479464.0625
h | Compression midspan joint untuk ACSR 240/40 mm² | Bh | 208 | 205151.375 | 42671486 | 205151.375 | 42671486
i | Compression midspan joint untuk GSW 55 mm² | Bh | 18 | 174356.5312 | 3138417.5625 | 174356.5312 | 3138417.5625
j | Junction Box untuk OPGW 60 mm², lengkap dengan mounting clamp | Bh | 9 | 488671.7917 | 4398046.125 | 488671.7917 | 4398046.125
k | Repair sleeve untuk ACSR 240/40 mm² | Bh | 13 | 224545.75 | 2919094.75 | 224545.75 | 2919094.75
l | Line conductor spacer (jumper) 200 mm untuk ACSR 240/40 mm² | Bh | 1020 | 112766.8438 | 115022180.625 | 112766.8438 | 115022180.625
m | Line conductor spacer (span) 400 mm untuk ACSR 240/40 mm² | Bh | 4254 | 153258.875 | 651963254.25 | 153258.875 | 651963254.25
5 | PERALATAN K - 3 | Ls | 1 | 100000000 | 100000000 | 100000000 | 100000000
| SUB TOTAL (4 + 5) |  |  |  | 1542644103.3125 |  | 1542644103.3125
6 | KOMISIONING | Ls | 1 | 82231050 | 82231050 | 82231050 | 82231050 |  | Total EM | 24045124864.0221
| SUB TOTAL 6 |  |  |  | 82231050 |  | 82231050 |  | Untuk Pekerjaan Komisioning Diambil 1% dari Total Biaya EM
| JUMLAH II ( 1 + 2 + 3 + 4 + 5 + 6 ) |  |  |  | 10623158469.1346 |  | 10623158469.1346
| JUMLAH I + II |  |  |  | 24127355914.0221 |  | 24127355914.0221
213800730
2017-08-11
360
2018-08-06
Note on F95: PPN: Referensi Siantan - Tayan Sec#2
Note on H95: PPN: Referensi Siantan - Tayan Sec#2

## Tower Erection
BOQ
PEMBANGUNAN T/L 150 kV PASAMAN - SIMPANG EMPAT (SECTION 2)
2 CCT, ACSR 2 X 240/40 mm²
NO | JENIS TOWER | PENGADAAN TOWER
|  | SATUAN | VOLUME BOQ | HARGA SATUAN PENAWARAN | JUMLAH HARGA PENAWARAN | HARGA SATUAN NEGOSIASI | JUMLAH HARGA NEGOSIASI
|  |  |  | (Rp) | (Rp) | (Rp) | (Rp) | 1
1 | 2 | 3 | 4 | 5 | 6 = 4 X 5 | 7 | 8 = 4 X 7
B | PEMASANGAN TOWER
I | Pekerjaan persiapan
| Mobilisasi dan Demobilisasi (termasuk sewa lahan & gudang) | Ls | 1 | 148000000 | 148000000 | 148000000 | 148000000
II | Pemasangan Tower
1. Tower Type AA2
| a. Tower Type AA2 + 0 | Set | 0 | 20107722.5624 | 0 | 20107722.5624 | 0
| b. Tower Type AA2 + 3 | Set | 3 | 21839007.52 | 65517022.56 | 21839007.52 | 65517022.56
| c. Tower Type AA2 + 6 | Set | 17 | 24385709.9662 | 414557069.4252 | 24385709.9662 | 414557069.4252
| d. Tower Type AA2 + 9 | Set | 10 | 26081541.9895 | 260815419.8952 | 26081541.9895 | 260815419.8952
| e. Tower Type AA2 + 12 | Set | 3 | 28944366.4331 | 86833099.2993 | 28944366.4331 | 86833099.2993
| f. Tower Type AA2 + 15 | Set | 4 | 31009499.8552 | 124037999.421 | 31009499.8552 | 124037999.421
2. Tower Type BB2
| a. Tower Type BB2 + 0 | Set | 0 | 25812690.5712 | 0 | 25812690.5712 | 0
| b. Tower Type BB2 + 3 | Set | 9 | 28569156.2119 | 257122405.9071 | 28569156.2119 | 257122405.9071
| c. Tower Type BB2 + 6 | Set | 18 | 31304940.9743 | 563488937.5371 | 31304940.9743 | 563488937.5371
| d. Tower Type BB2 + 9 | Set | 29 | 34977274.084 | 1014340948.4374 | 34977274.084 | 1014340948.4374
| e. Tower Type BB2 + 12 | Set | 16 | 37911004.3962 | 606576070.339 | 37911004.3962 | 606576070.339
| f. Tower Type BB2 + 15 | Set | 4 | 44351620.7914 | 177406483.1657 | 44351620.7914 | 177406483.1657
3. Tower Type CC2
| a. Tower Type CC2 + 0 | Set | 0 | 34451388.8921 | 0 | 34451388.8921 | 0
| b. Tower Type CC2 + 3 | Set | 0 | 40428162.7305 | 0 | 40428162.7305 | 0
| c. Tower Type CC2 + 6 | Set | 0 | 41214036.1071 | 0 | 41214036.1071 | 0
| d. Tower Type CC2 + 9 | Set | 4 | 45140448.5793 | 180561794.3171 | 45140448.5793 | 180561794.3171
| e. Tower Type CC2 + 12 | Set | 1 | 48993000.7717 | 48993000.7717 | 48993000.7717 | 48993000.7717
| f. Tower Type CC2 + 15 | Set | 0 | 56249034.6555 | 0 | 56249034.6555 | 0
4. Tower Type DD2
| a. Tower Type DD2 + 0 | Set | 0 | 43166901.904 | 0 | 43166901.904 | 0
| b. Tower Type DD2 + 3 | Set | 1 | 48248489.1517 | 48248489.1517 | 48248489.1517 | 48248489.1517
| c. Tower Type DD2 + 6 | Set | 1 | 52325576.5945 | 52325576.5945 | 52325576.5945 | 52325576.5945
| d. Tower Type DD2 + 9 | Set | 1 | 58367347.479 | 58367347.479 | 58367347.479 | 58367347.479
| e. Tower Type DD2 + 12 | Set | 0 | 62568520.1919 | 0 | 62568520.1919 | 0
| f. Tower Type DD2 + 15 | Set | 0 | 70873370.0483 | 0 | 70873370.0483 | 0
5. Tower Type DDR2
| a. Tower Type DDR2 + 0 | Set | 0 | 52366938.3512 | 0 | 52366938.3512 | 0
| b. Tower Type DDR2 + 3 | Set | 1 | 56253466.2723 | 56253466.2723 | 56253466.2723 | 56253466.2723
| c. Tower Type DDR2 + 6 | Set | 0 | 58789828.2793 | 0 | 58789828.2793 | 0
| d. Tower Type DDR2 + 9 | Set | 0 | 62623915.4017 | 0 | 62623915.4017 | 0
| e. Tower Type DDR2 + 12 | Set | 0 | 66086485.317 | 0 | 66086485.317 | 0
| f. Tower Type DDR2 + 15 | Set | 0 | 72103143.7064 | 0 | 72103143.7064 | 0
[5 empty] | 4015445130.5735 |  | 4015445130.5735
II | Pemasangan Stub Tower
-Type AA
Stub angle SF
| KELAS 1 | Set | 4 | 567322.91 | 2269291.64 | 567322.91 | 2269291.64
| KELAS 2 | Set | 11 | 567322.91 | 6240552.01 | 567322.91 | 6240552.01
| KELAS 2W | Set | 0 | 567322.91 | 0 | 567322.91 | 0
| KELAS 3 | Set | 14 | 567322.91 | 7942520.74 | 567322.91 | 7942520.74
| KELAS 3W | Set | 0 | 567322.91 | 0 | 567322.91 | 0
| Stub angle borepile | Set | 8 | 567322.91 | 4538583.28 | 567322.91 | 4538583.28
-Type BB
Stub angle SF
| KELAS 1 | Set | 9 | 567322.91 | 5105906.19 | 567322.91 | 5105906.19
| KELAS 2 | Set | 25 | 567322.91 | 14183072.75 | 567322.91 | 14183072.75
| KELAS 2W | Set | 0 | 567322.91 | 0 | 567322.91 | 0
| KELAS 3 | Set | 20 | 567322.91 | 11346458.2 | 567322.91 | 11346458.2
| KELAS 3W | Set | 0 | 567322.91 | 0 | 567322.91 | 0
| Stub angle borepile | Set | 22 | 567322.91 | 12481104.02 | 567322.91 | 12481104.02
-Type CC
Stub angle SF
| KELAS 1 | Set | 0 | 567322.91 | 0 | 567322.91 | 0
| KELAS 2 | Set | 0 | 567322.91 | 0 | 567322.91 | 0
| KELAS 2W | Set | 0 | 567322.91 | 0 | 567322.91 | 0
| KELAS 3 | Set | 3 | 567322.91 | 1701968.73 | 567322.91 | 1701968.73
| KELAS 3W | Set | 0 | 567322.91 | 0 | 567322.91 | 0
| Stub angle borepile | Set | 2 | 567322.91 | 1134645.82 | 567322.91 | 1134645.82
-Type DD
Stub angle SF
| KELAS 1 | Set | 1 | 567322.91 | 567322.91 | 567322.91 | 567322.91
| KELAS 2 | Set | 0 | 567322.91 | 0 | 567322.91 | 0
| KELAS 2W | Set | 0 | 567322.91 | 0 | 567322.91 | 0
| KELAS 3 | Set | 1 | 567322.91 | 567322.91 | 567322.91 | 567322.91
| KELAS 3W | Set | 0 | 567322.91 | 0 | 567322.91 | 0
| Stub angle borepile | Set | 1 | 567322.91 | 567322.91 | 567322.91 | 567322.91
-Type DDR
Stub angle SF
| KELAS 1 | Set | 0 | 567322.91 | 0 | 567322.91 | 0
| KELAS 2 | Set | 0 | 567322.91 | 0 | 567322.91 | 0
| KELAS 2W | Set | 0 | 567322.91 | 0 | 567322.91 | 0
| KELAS 3 | Set | 1 | 567322.91 | 567322.91 | 567322.91 | 567322.91
| KELAS 3W | Set | 0 | 567322.91 | 0 | 567322.91 | 0
| Stub angle borepile | Set | 0 | 567322.91 | 0 | 567322.91 | 0
[5 empty] | 69213395.02 |  | 69213395.02
III | Pemasangan Material Pelengkap Tower
| Anti climbing device | Set | 122 | 224545.75 | 27394581.5 | 224545.75 | 27394581.5
| Danger plate | Set | 244 | 224545.75 | 54789163 | 224545.75 | 54789163
| Number and phase plate | Set | 244 | 224545.75 | 54789163 | 224545.75 | 54789163
[5 empty] | 136972907.5 |  | 136972907.5
IV | Pekerjaan Pengelasan Basic Tower
| Pengelasan bolt & nut pada basic tower | Set | 122 | 2982375 | 363849750 | 2982375 | 363849750
SUB - TOTAL C PEKERJAAN PEMASANGAN TOWER
Catatan : Pekerjaan Pemasangan di atas adalah Pekerjaan Pemasangan Material Tower + Langsir Material.

## Harga Satuan Erection
ANALISA HARGA SATUAN PEMASANGAN TOWER
PEMBANGUNAN T/L 150 kV SIBUHUAN - GUNUNG TUA (SECTION 1)
2 CCT, ACSR 2 X 240/40 mm²
NO | JENIS TOWER | PENGADAAN TOWER
|  | SATUAN |  | HARGA PENAWARAN |  | HARGA NEGOSIASI
|  |  | VOLUME | HARGA SATUAN | JUMLAH HARGA | HARGA SATUAN | JUMLAH HARGA
|  |  |  | (Rp) | (Rp) | (Rp) | (Rp)
1 | 2 | 3 | 4 | 5 | 6 = 4 X 5 | 7 | 8 = 4 X 7 | 1
I | Pemasangan Tower
1. Tower Type AA2
| a. Tower Type AA2 + 0 | Kg | 6806 | 2954.4112 | 20107722.5624 | 2954.4112 | 20107722.5624
| b. Tower Type AA2 + 3 | Kg | 7392 | 2954.4112 | 21839007.52 | 2954.4112 | 21839007.52
| c. Tower Type AA2 + 6 | Kg | 8254 | 2954.4112 | 24385709.9662 | 2954.4112 | 24385709.9662
| d. Tower Type AA2 + 9 | Kg | 8828 | 2954.4112 | 26081541.9895 | 2954.4112 | 26081541.9895
| e. Tower Type AA2 + 12 | Kg | 9797 | 2954.4112 | 28944366.4331 | 2954.4112 | 28944366.4331
| f. Tower Type AA2 + 15 | Kg | 10496 | 2954.4112 | 31009499.8552 | 2954.4112 | 31009499.8552
2. Tower Type BB2
| a. Tower Type BB2 + 0 | Kg | 8737 | 2954.4112 | 25812690.5712 | 2954.4112 | 25812690.5712
| b. Tower Type BB2 + 3 | Kg | 9670 | 2954.4112 | 28569156.2119 | 2954.4112 | 28569156.2119
| c. Tower Type BB2 + 6 | Kg | 10596 | 2954.4112 | 31304940.9743 | 2954.4112 | 31304940.9743
| d. Tower Type BB2 + 9 | Kg | 11839 | 2954.4112 | 34977274.084 | 2954.4112 | 34977274.084
| e. Tower Type BB2 + 12 | Kg | 12832 | 2954.4112 | 37911004.3962 | 2954.4112 | 37911004.3962
| f. Tower Type BB2 + 15 | Kg | 15012 | 2954.4112 | 44351620.7914 | 2954.4112 | 44351620.7914
3. Tower Type CC2
| a. Tower Type CC2 + 0 | Kg | 11661 | 2954.4112 | 34451388.8921 | 2954.4112 | 34451388.8921
| b. Tower Type CC2 + 3 | Kg | 13684 | 2954.4112 | 40428162.7305 | 2954.4112 | 40428162.7305
| c. Tower Type CC2 + 6 | Kg | 13950 | 2954.4112 | 41214036.1071 | 2954.4112 | 41214036.1071
| d. Tower Type CC2 + 9 | Kg | 15279 | 2954.4112 | 45140448.5793 | 2954.4112 | 45140448.5793
| e. Tower Type CC2 + 12 | Kg | 16583 | 2954.4112 | 48993000.7717 | 2954.4112 | 48993000.7717
| f. Tower Type CC2 + 15 | Kg | 19039 | 2954.4112 | 56249034.6555 | 2954.4112 | 56249034.6555
4. Tower Type DD2
| a. Tower Type DD2 + 0 | Kg | 14611 | 2954.4112 | 43166901.904 | 2954.4112 | 43166901.904
| b. Tower Type DD2 + 3 | Kg | 16331 | 2954.4112 | 48248489.1517 | 2954.4112 | 48248489.1517
| c. Tower Type DD2 + 6 | Kg | 17711 | 2954.4112 | 52325576.5945 | 2954.4112 | 52325576.5945
| d. Tower Type DD2 + 9 | Kg | 19756 | 2954.4112 | 58367347.479 | 2954.4112 | 58367347.479
| e. Tower Type DD2 + 12 | Kg | 21178 | 2954.4112 | 62568520.1919 | 2954.4112 | 62568520.1919
| f. Tower Type DD2 + 15 | Kg | 23989 | 2954.4112 | 70873370.0483 | 2954.4112 | 70873370.0483
5. Tower Type DDR2
| a. Tower Type DDR2 + 0 | Kg | 17725 | 2954.4112 | 52366938.3512 | 2954.4112 | 52366938.3512
| b. Tower Type DDR2 + 3 | Kg | 19040.5 | 2954.4112 | 56253466.2723 | 2954.4112 | 56253466.2723
| c. Tower Type DDR2 + 6 | Kg | 19899 | 2954.4112 | 58789828.2793 | 2954.4112 | 58789828.2793
| d. Tower Type DDR2 + 9 | Kg | 21196.75 | 2954.4112 | 62623915.4017 | 2954.4112 | 62623915.4017
| e. Tower Type DDR2 + 12 | Kg | 22368.75 | 2954.4112 | 66086485.317 | 2954.4112 | 66086485.317
| f. Tower Type DDR2 + 15 | Kg | 24405.25 | 2954.4112 | 72103143.7064 | 2954.4112 | 72103143.7064
II | Pemasangan Tower 70 kV Steelpole
1. Tower Type 70 SCSP-1
| a. Tower 70SCSP-1 + 3 | Kg | 7316
| b. Tower 70SCSP-1 + 4 | Kg | 8384
| c. Tower 70SCSP-1 + 5 | Kg | 8656
| d. Tower 70SCSP-1 + 6 | Kg | 8197
| e. Tower 70SCSP-1 + 7 | Kg | 9331
| f. Tower 70SCSP-1 + 8 | Kg | 9603
| g. Tower 70SCSP-1 + 9 | Kg | 9869
2. Tower Type 70 TCSP-15
| a. Tower 70TCSP-15 + 1 | Kg | 8317
| b. Tower 70TCSP-15 + 2 | Kg | 8613
| c. Tower 70TCSP-15 + 4 | Kg | 9867
| d. Tower 70TCSP-15 + 5 | Kg | 10189
| e. Tower 70TCSP-15 + 7 | Kg | 10898
| f. Tower 70TCSP-15 + 8 | Kg | 11261
3. Tower Type 70 TCSP-30
| a. Tower 70TCSP-30 + 1 | Kg | 10141
| b. Tower 70TCSP-30 + 2 | Kg | 10517
| c. Tower 70TCSP-30 + 4 | Kg | 12983
| d. Tower 70TCSP-30 + 5 | Kg | 13487
| e. Tower 70TCSP-30 + 7 | Kg | 14834
| f. Tower 70TCSP-30 + 8 | Kg | 15338
4. Tower Type 70 TCSP-60
| a. Tower 70TCSP-60 + 1 | Kg | 13508
| b. Tower 70TCSP-60 + 2 | Kg | 14013
| c. Tower 70TCSP-60 + 4 | Kg | 16329
| d. Tower 70TCSP-60 + 5 | Kg | 16872
| e. Tower 70TCSP-60 + 7 | Kg | 18348
| f. Tower 70TCSP-60 + 8 | Kg | 18890
0
II | Pemasangan Stub Tower
-Type AA
Stub angle SF
| KELAS 1 | Kg | 251.56 | 2255.2191 | 567322.91 | 2255.2191 | 567322.91
| KELAS 2 | Kg | 251.56 | 2255.2191 | 567322.91 | 2255.2191 | 567322.91
| KELAS 2W | Kg | 251.56 | 2255.2191 | 567322.91 | 2255.2191 | 567322.91
| KELAS 3 | Kg | 251.56 | 2255.2191 | 567322.91 | 2255.2191 | 567322.91
| KELAS 3W | Kg | 251.56 | 2255.2191 | 567322.91 | 2255.2191 | 567322.91
| Stub angle borepile | Kg | 150.936 | 3758.6985 | 567322.91 | 3758.6985 | 567322.91
-Type BB
Stub angle SF
| KELAS 1 | Kg | 399.36 | 1420.5802 | 567322.91 | 1420.5802 | 567322.91
| KELAS 2 | Kg | 399.36 | 1420.5802 | 567322.91 | 1420.5802 | 567322.91
| KELAS 2W | Kg | 399.36 | 1420.5802 | 567322.91 | 1420.5802 | 567322.91
| KELAS 3 | Kg | 399.36 | 1420.5802 | 567322.91 | 1420.5802 | 567322.91
| KELAS 3W | Kg | 399.36 | 1420.5802 | 567322.91 | 1420.5802 | 567322.91
| Stub angle borepile | Kg | 239.616 | 2367.6337 | 567322.91 | 2367.6337 | 567322.91
-Type CC
Stub angle SF
| KELAS 1 | Kg | 519.12 | 1092.855 | 567322.91 | 1092.855 | 567322.91
| KELAS 2 | Kg | 519.12 | 1092.855 | 567322.91 | 1092.855 | 567322.91
| KELAS 2W | Kg | 519.12 | 1092.855 | 567322.91 | 1092.855 | 567322.91
| KELAS 3 | Kg | 519.12 | 1092.855 | 567322.91 | 1092.855 | 567322.91
| KELAS 3W | Kg | 519.12 | 1092.855 | 567322.91 | 1092.855 | 567322.91
| Stub angle borepile | Kg | 311.472 | 1821.4251 | 567322.91 | 1821.4251 | 567322.91
-Type DD
Stub angle SF
| KELAS 1 | Kg | 671.96 | 844.2808 | 567322.91 | 844.2808 | 567322.91
| KELAS 2 | Kg | 671.96 | 844.2808 | 567322.91 | 844.2808 | 567322.91
| KELAS 2W | Kg | 671.96 | 844.2808 | 567322.91 | 844.2808 | 567322.91
| KELAS 3 | Kg | 671.96 | 844.2808 | 567322.91 | 844.2808 | 567322.91
| KELAS 3W | Kg | 671.96 | 844.2808 | 567322.91 | 844.2808 | 567322.91
| Stub angle borepile | Kg | 403.176 | 1407.1346 | 567322.91 | 1407.1346 | 567322.91
-Type DDR
Stub angle SF
| KELAS 1 | Kg | 671.96 | 844.2808 | 567322.91 | 844.2808 | 567322.91
| KELAS 2 | Kg | 671.96 | 844.2808 | 567322.91 | 844.2808 | 567322.91
| KELAS 2W | Kg | 671.96 | 844.2808 | 567322.91 | 844.2808 | 567322.91
| KELAS 3 | Kg | 671.96 | 844.2808 | 567322.91 | 844.2808 | 567322.91
| KELAS 3W | Kg | 671.96 | 844.2808 | 567322.91 | 844.2808 | 567322.91
| Stub angle borepile | Kg | 403.176 | 1407.1346 | 567322.91 | 1407.1346 | 567322.91
III | Pemasangan Material Pelengkap Tower
| Anti climbing device | Kg | 60 | 3742.4292 | 224545.75 | 3742.4292 | 224545.75
| Danger plate | Set | 1 | 224545.75 | 224545.75 | 224545.75 | 224545.75
| Number and phase plate | Set | 1 | 224545.75 | 224545.75 | 224545.75 | 224545.75
IV | Pengelasan bolt & nut pada basic tower
| Pengelasan bolt & nut pada basic tower | Kg | 1584 | 1882.8125 | 2982375 | 1882.8125 | 2982375

## Langsir Material (hidden)
ANALISA HARGA SATUAN LANGSIR TOWER
PEMBANGUNAN T/L 150 kV SIBUHUAN - GUNUNG TUA (SECTION 1)
2 CCT, ACSR 2 X 240/40 mm²
NO | JENIS TOWER | PENGADAAN TOWER
|  | SATUAN | VOLUME | HARGA SATUAN | JUMLAH HARGA
|  |  |  | (Rp) | (Rp)
1 | 2 | 3 | 4 | 5 | 6 = 4 X 5
I | LANGSIR MATERIAL TOWER
1. Tower Type AA2
| a. Tower Type AA2 + 0 | Kg | 6806 | 462.77 | 3149612.62
| b. Tower Type AA2 + 3 | Kg | 7392 | 462.77 | 3420795.84
| c. Tower Type AA2 + 6 | Kg | 8254 | 462.77 | 3819703.58
| d. Tower Type AA2 + 9 | Kg | 8828 | 462.77 | 4085333.56
| e. Tower Type AA2 + 12 | Kg | 9797 | 462.77 | 4533757.69
| f. Tower Type AA2 + 15 | Kg | 10496 | 462.77 | 4857233.92
2. Tower Type BB2
| a. Tower Type BB2 + 0 | Kg | 8737 | 462.77 | 4043221.49
| b. Tower Type BB2 + 3 | Kg | 9670 | 462.77 | 4474985.9
| c. Tower Type BB2 + 6 | Kg | 10596 | 462.77 | 4903510.92
| d. Tower Type BB2 + 9 | Kg | 11839 | 462.77 | 5478734.03
| e. Tower Type BB2 + 12 | Kg | 12832 | 462.77 | 5938264.64
| f. Tower Type BB2 + 15 | Kg | 15012 | 462.77 | 6947103.24
3. Tower Type CC2
| a. Tower Type CC2 + 0 | Kg | 11661 | 462.77 | 5396360.97
| b. Tower Type CC2 + 3 | Kg | 13684 | 462.77 | 6332544.68
| c. Tower Type CC2 + 6 | Kg | 13950 | 462.77 | 6455641.5
| d. Tower Type CC2 + 9 | Kg | 15279 | 462.77 | 7070662.83
| e. Tower Type CC2 + 12 | Kg | 16583 | 462.77 | 7674114.91
| f. Tower Type CC2 + 15 | Kg | 19039 | 462.77 | 8810678.03
4. Tower Type DD2
| a. Tower Type DD2 + 0 | Kg | 14611 | 462.77 | 6761532.47
| b. Tower Type DD2 + 3 | Kg | 16331 | 462.77 | 7557496.87
| c. Tower Type DD2 + 6 | Kg | 17711 | 462.77 | 8196119.47
| d. Tower Type DD2 + 9 | Kg | 19756 | 462.77 | 9142484.12
| e. Tower Type DD2 + 12 | Kg | 21178 | 462.77 | 9800543.06
| f. Tower Type DD2 + 15 | Kg | 23989 | 462.77 | 11101389.53
5. Tower Type DDR2
| a. Tower Type DDR2 + 0 | Kg | 17725 | 462.77 | 8202598.25
| b. Tower Type DDR2 + 3 | Kg | 19040.5 | 462.77 | 8811372.185
| c. Tower Type DDR2 + 6 | Kg | 19899 | 462.77 | 9208660.23
| d. Tower Type DDR2 + 9 | Kg | 21196.75 | 462.77 | 9809219.9975
| e. Tower Type DDR2 + 12 | Kg | 22368.75 | 462.77 | 10351586.4375
| f. Tower Type DDR2 + 15 | Kg | 24405.25 | 462.77 | 11294017.5425
6 Tower Type 70 SCSP-1
| a. Tower 70SCSP-1 + 3 | Kg | 7316
| b. Tower 70SCSP-1 + 4 | Kg | 8384
| c. Tower 70SCSP-1 + 5 | Kg | 8656
| d. Tower 70SCSP-1 + 6 | Kg | 8197
| e. Tower 70SCSP-1 + 7 | Kg | 9331
| f. Tower 70SCSP-1 + 8 | Kg | 9603
| g. Tower 70SCSP-1 + 9 | Kg | 9869
7. Tower Type 70 TCSP-15
| a. Tower 70TCSP-15 + 1 | Kg | 8317
| b. Tower 70TCSP-15 + 2 | Kg | 8613
| c. Tower 70TCSP-15 + 4 | Kg | 9867
| d. Tower 70TCSP-15 + 5 | Kg | 10189
| e. Tower 70TCSP-15 + 7 | Kg | 10898
| f. Tower 70TCSP-15 + 8 | Kg | 11261
8. Tower Type 70 TCSP-30
| a. Tower 70TCSP-30 + 1 | Kg | 10141
| b. Tower 70TCSP-30 + 2 | Kg | 10517
| c. Tower 70TCSP-30 + 4 | Kg | 12983
| d. Tower 70TCSP-30 + 5 | Kg | 13487
| e. Tower 70TCSP-30 + 7 | Kg | 14834
| f. Tower 70TCSP-30 + 8 | Kg | 15338
| 9. Tower Type 70 TCSP-60 |  |  |  |  | 0 | 286
| a. Tower 70TCSP-60 + 1 | Kg | 13508
| b. Tower 70TCSP-60 + 2 | Kg | 14013
| c. Tower 70TCSP-60 + 4 | Kg | 16329
| d. Tower 70TCSP-60 + 5 | Kg | 16872
| e. Tower 70TCSP-60 + 7 | Kg | 18348
| f. Tower 70TCSP-60 + 8 | Kg | 18890
0
II | LANGSIR STUB TOWER
-Type AA
Stub angle SF
| KELAS 1 | Kg | 251.56 | 462.77 | 116414.4212
| KELAS 2 | Kg | 251.56 | 462.77 | 116414.4212
| KELAS 2W | Kg | 251.56 | 462.77 | 116414.4212
| KELAS 3 | Kg | 251.56 | 462.77 | 116414.4212
| KELAS 3W | Kg | 251.56 | 462.77 | 116414.4212
| Stub angle borepile | Kg | 150.936 | 462.77 | 69848.6527
-Type BB
Stub angle SF
| KELAS 1 | Kg | 399.36 | 462.77 | 184811.8272
| KELAS 2 | Kg | 399.36 | 462.77 | 184811.8272
| KELAS 2W | Kg | 399.36 | 462.77 | 184811.8272
| KELAS 3 | Kg | 399.36 | 462.77 | 184811.8272
| KELAS 3W | Kg | 399.36 | 462.77 | 184811.8272
| Stub angle borepile | Kg | 239.616 | 462.77 | 110887.0963
-Type CC
Stub angle SF
| KELAS 1 | Kg | 519.12 | 462.77 | 240233.1624
| KELAS 2 | Kg | 519.12 | 462.77 | 240233.1624
| KELAS 2W | Kg | 519.12 | 462.77 | 240233.1624
| KELAS 3 | Kg | 519.12 | 462.77 | 240233.1624
| KELAS 3W | Kg | 519.12 | 462.77 | 240233.1624
| Stub angle borepile | Kg | 311.472 | 462.77 | 144139.8974
-Type DD
Stub angle SF
| KELAS 1 | Kg | 671.96 | 462.77 | 310962.9292
| KELAS 2 | Kg | 671.96 | 462.77 | 310962.9292
| KELAS 2W | Kg | 671.96 | 462.77 | 310962.9292
| KELAS 3 | Kg | 671.96 | 462.77 | 310962.9292
| KELAS 3W | Kg | 671.96 | 462.77 | 310962.9292
| Stub angle borepile | Kg | 403.176 | 462.77 | 186577.7575
-Type DDR
Stub angle SF
| KELAS 1 | Kg | 671.96 | 462.77 | 310962.9292
| KELAS 2 | Kg | 671.96 | 462.77 | 310962.9292
| KELAS 2W | Kg | 671.96 | 462.77 | 310962.9292
| KELAS 3 | Kg | 671.96 | 462.77 | 310962.9292
| KELAS 3W | Kg | 671.96 | 462.77 | 310962.9292
| Stub angle borepile | Kg | 403.176 | 462.77 | 186577.7575
III | LANGSIR MATERIAL PELENGKAP TOWER
| Anti climbing device | Kg | 60 | 462.77 | 27766.2
| Danger plate | Set | 1 | 20000 | 20000
| Number and phase plate | Set | 1 | 20000 | 20000

## C1. Rekap Pondasi 4 Pile
BOQ
PEMBANGUNAN T/L 150 kV PASAMAN - SIMPANG EMPAT (SECTION 2)
2 CCT, ACSR 2 X 240/40 mm²
NO | URAIAN PEKERJAAN | SATUAN | VOLUME BOQ | HARGA SATUAN PENAWARAN | JUMLAH HARGA PENAWARAN | HARGA SATUAN NEGOSIASI | JUMLAH HARGA NEGOSIASI
|  |  |  | (Rp) | (Rp) | (Rp) | (Rp) |  | 1
1 | 2 | 3 | 4 | 5 | 6 = 4 X 5 | 7 | 8 = 4 X 7
C | PEKERJAAN PONDASI TOWER
I | Pekerjaan Persiapan
| Mobilisasi dan Demobilisasi Peralatan | Ls | 1 | 80000000 | 80000000 | 80000000 | 80000000
| Re-Check Survey | Ls | 1 | 336108400 | 336108400 | 336108400 | 336108400
| Rechek Soil Investigasi di titik awal | Ls | 1 | 0 | 0 | 0 | 0
| Tambahan Titik Sondir pada titik berikutnya | Ls | 1 | 0 | 0 | 0 | 0
| Pembuatan Jalan Kerja | Ls | 1 | 33650974.8442 | 33650974.8442 | 33650974.8442 | 33650974.8442
| Pembersihan Lokasi | Ls | 1 | 205929900 | 205929900 | 205929900 | 205929900
| Pengukuran dan Bouwplank | Ls | 1 | 464528683.52 | 464528683.52 | 464528683.52 | 464528683.52
SUB - TOTAL D.I PEKERJAAN PERSIAPAN |  |  |  |  | 1120217958.3642 |  | 1120217958.3642
II | Pekerjaan Pondasi (4 Pile)
1 | Pondasi Tower Transmisi 150 KV - Type AA
1.1 | Type AA + 0 - Kelas 1 (Concrete Pad dan Chimney) | tower | 0
1.2 | Type AA + 0 - Kelas 2 (Concrete Pad dan Chimney) | tower | 0
1.3 | Type AA + 0 - Kelas 2W (Concrete Pad dan Chimney) | tower | 0
1.4 | Type AA + 0 - Kelas 3 (Concrete Pad dan Chimney) | tower | 0
1.5 | Type AA + 0 - Kelas 3W (Concrete Pad dan Chimney) | tower | 0
1.6 | Type AA + 0 - Kelas 6 (Concrete Pile) 6 m 4 Pile | tower | 0
1.7 | Type AA + 0 - Kelas 6 (Concrete Pile) 7 m 4 Pile | tower | 0
1.8 | Type AA + 0 - Kelas 6 (Concrete Pile) 8 m 4 Pile | tower | 0
1.9 | Type AA + 0 - Kelas 6 (Concrete Pile) 9 m 4 Pile | tower | 0
1.10 | Type AA + 0 - Kelas 6 (Concrete Pile) 10 m 4 Pile | tower | 0
1.11 | Type AA + 0 - Kelas 6 (Concrete Pile) 11 m 4 Pile | tower | 0
1.12 | Type AA + 0 - Kelas 6 (Concrete Pile) 12 m 4 Pile | tower | 0
1.13 | Type AA + 0 - Kelas 6 (Concrete Pile) 13 m 4 Pile | tower | 0
1.14 | Type AA + 0 - Kelas 6 (Concrete Pile) 14 m 4 Pile | tower | 0
1.15 | Type AA + 0 - Kelas 6 (Concrete Pile) 15 m 4 Pile | tower | 0
1.16 | Type AA + 0 - Kelas 6 (Concrete Pile) 16 m 4 Pile | tower | 0
1.17 | Type AA + 0 - Kelas 6 (Concrete Pile) 17 m 4 Pile | tower | 0
1.18 | Type AA + 0 - Kelas 6 (Concrete Pile) 18 m 4 Pile | tower | 0
1.19 | Type AA + 0 - Kelas 6 (Concrete Pile) 19 m 4 Pile | tower | 0
1.20 | Type AA + 0 - Kelas 6 (Concrete Pile) 20 m 4 Pile | tower | 0
1.21 | Type AA + 3 - Kelas 1 (Concrete Pad dan Chimney) | tower | 1 | 109642256.1689 | 109642256.1689 | 109642256.1689 | 109642256.1689
1.22 | Type AA + 3 - Kelas 2 (Concrete Pad dan Chimney) | tower | 1 | 136408906.3218 | 136408906.3218 | 136408906.3218 | 136408906.3218
1.23 | Type AA + 3 - Kelas 2W (Concrete Pad dan Chimney) | tower | 0
1.24 | Type AA + 3 - Kelas 3 (Concrete Pad dan Chimney) | tower | 1 | 168895151.3171 | 168895151.3171 | 168895151.3171 | 168895151.3171
1.25 | Type AA + 3 - Kelas 3W (Concrete Pad dan Chimney) | tower | 0
1.26 | Type AA + 3 - Kelas 6 (Concrete Pile) 6 m 4 Pile | tower | 0
1.27 | Type AA + 3 - Kelas 6 (Concrete Pile) 7 m 4 Pile | tower | 0
1.28 | Type AA + 3 - Kelas 6 (Concrete Pile) 8 m 4 Pile | tower | 0
1.29 | Type AA + 3 - Kelas 6 (Concrete Pile) 9 m 4 Pile | tower | 0
1.30 | Type AA + 3 - Kelas 6 (Concrete Pile) 10 m 4 Pile | tower | 0
1.31 | Type AA + 3 - Kelas 6 (Concrete Pile) 11 m 4 Pile | tower | 0
1.32 | Type AA + 3 - Kelas 6 (Concrete Pile) 12 m 4 Pile | tower | 0
1.33 | Type AA + 3 - Kelas 6 (Concrete Pile) 13 m 4 Pile | tower | 0
1.34 | Type AA + 3 - Kelas 6 (Concrete Pile) 14 m 4 Pile | tower | 0
1.35 | Type AA + 3 - Kelas 6 (Concrete Pile) 15 m 4 Pile | tower | 0
1.36 | Type AA + 3 - Kelas 6 (Concrete Pile) 16 m 4 Pile | tower | 0
1.37 | Type AA + 3 - Kelas 6 (Concrete Pile) 17 m 4 Pile | tower | 0
1.38 | Type AA + 3 - Kelas 6 (Concrete Pile) 18 m 4 Pile | tower | 0
1.39 | Type AA + 3 - Kelas 6 (Concrete Pile) 19 m 4 Pile | tower | 0
1.40 | Type AA + 3 - Kelas 6 (Concrete Pile) 20 m 4 Pile | tower | 0
1.41 | Type AA + 6 - Kelas 1 (Concrete Pad dan Chimney) | tower | 1 | 109642256.1689 | 109642256.1689 | 109642256.1689 | 109642256.1689
1.42 | Type AA + 6 - Kelas 2 (Concrete Pad dan Chimney) | tower | 3 | 136408906.3218 | 409226718.9654 | 136408906.3218 | 409226718.9654
1.43 | Type AA + 6 - Kelas 2W (Concrete Pad dan Chimney) | tower | 0
1.44 | Type AA + 6 - Kelas 3 (Concrete Pad dan Chimney) | tower | 9 | 168895151.3171 | 1520056361.8537 | 168895151.3171 | 1520056361.8537
1.45 | Type AA + 6 - Kelas 3W (Concrete Pad dan Chimney) | tower | 0
1.46 | Type AA + 6 - Kelas 6 (Concrete Pile) 6 m 4 Pile | tower | 4 | 263118615.3861 | 1052474461.5445 | 263118615.3861 | 1052474461.5445
1.47 | Type AA + 6 - Kelas 6 (Concrete Pile) 7 m 4 Pile | tower | 0
1.48 | Type AA + 6 - Kelas 6 (Concrete Pile) 8 m 4 Pile | tower | 0
1.49 | Type AA + 6 - Kelas 6 (Concrete Pile) 9 m 4 Pile | tower | 0
1.50 | Type AA + 6 - Kelas 6 (Concrete Pile) 10 m 4 Pile | tower | 0
1.51 | Type AA + 6 - Kelas 6 (Concrete Pile) 11 m 4 Pile | tower | 0
1.52 | Type AA + 6 - Kelas 6 (Concrete Pile) 12 m 4 Pile | tower | 0
1.53 | Type AA + 6 - Kelas 6 (Concrete Pile) 13 m 4 Pile | tower | 0
1.54 | Type AA + 6 - Kelas 6 (Concrete Pile) 14 m 4 Pile | tower | 0
1.55 | Type AA + 6 - Kelas 6 (Concrete Pile) 15 m 4 Pile | tower | 0
1.56 | Type AA + 6 - Kelas 6 (Concrete Pile) 16 m 4 Pile | tower | 0
1.57 | Type AA + 6 - Kelas 6 (Concrete Pile) 17 m 4 Pile | tower | 0
1.58 | Type AA + 6 - Kelas 6 (Concrete Pile) 18 m 4 Pile | tower | 0
1.59 | Type AA + 6 - Kelas 6 (Concrete Pile) 19 m 4 Pile | tower | 0
1.60 | Type AA + 6 - Kelas 6 (Concrete Pile) 20 m 4 Pile | tower | 0
1.61 | Type AA + 9 - Kelas 1 (Concrete Pad dan Chimney) | tower | 1 | 109642256.1689 | 109642256.1689 | 109642256.1689 | 109642256.1689
1.62 | Type AA + 9 - Kelas 2 (Concrete Pad dan Chimney) | tower | 5 | 136408906.3218 | 682044531.609 | 136408906.3218 | 682044531.609
1.63 | Type AA + 9 - Kelas 2W (Concrete Pad dan Chimney) | tower | 0
1.64 | Type AA + 9 - Kelas 3 (Concrete Pad dan Chimney) | tower | 2 | 168895151.3171 | 337790302.6342 | 168895151.3171 | 337790302.6342
1.65 | Type AA + 9 - Kelas 3W (Concrete Pad dan Chimney) | tower | 0
1.66 | Type AA + 9 - Kelas 6 (Concrete Pile) 6 m 4 Pile | tower | 2 | 263118615.3861 | 526237230.7722 | 263118615.3861 | 526237230.7722
1.67 | Type AA + 9 - Kelas 6 (Concrete Pile) 7 m 4 Pile | tower | 0
1.68 | Type AA + 9 - Kelas 6 (Concrete Pile) 8 m 4 Pile | tower | 0
1.69 | Type AA + 9 - Kelas 6 (Concrete Pile) 9 m 4 Pile | tower | 0
1.70 | Type AA + 9 - Kelas 6 (Concrete Pile) 10 m 4 Pile | tower | 0
1.71 | Type AA + 9 - Kelas 6 (Concrete Pile) 11 m 4 Pile | tower | 0
1.72 | Type AA + 9 - Kelas 6 (Concrete Pile) 12 m 4 Pile | tower | 0
1.73 | Type AA + 9 - Kelas 6 (Concrete Pile) 13 m 4 Pile | tower | 0
1.74 | Type AA + 9 - Kelas 6 (Concrete Pile) 14 m 4 Pile | tower | 0
1.75 | Type AA + 9 - Kelas 6 (Concrete Pile) 15 m 4 Pile | tower | 0
1.76 | Type AA + 9 - Kelas 6 (Concrete Pile) 16 m 4 Pile | tower | 0
1.77 | Type AA + 9 - Kelas 6 (Concrete Pile) 17 m 4 Pile | tower | 0
1.78 | Type AA + 9 - Kelas 6 (Concrete Pile) 18 m 4 Pile | tower | 0
1.79 | Type AA + 9 - Kelas 6 (Concrete Pile) 19 m 4 Pile | tower | 0
1.80 | Type AA + 9 - Kelas 6 (Concrete Pile) 20 m 4 Pile | tower | 0
1.81 | Type AA + 12 - Kelas 1 (Concrete Pad dan Chimney) | tower | 0
1.82 | Type AA + 12 - Kelas 2 (Concrete Pad dan Chimney) | tower | 0
1.83 | Type AA + 12 - Kelas 2W (Concrete Pad dan Chimney) | tower | 0
1.84 | Type AA + 12 - Kelas 3 (Concrete Pad dan Chimney) | tower | 1 | 168895151.3171 | 168895151.3171 | 168895151.3171 | 168895151.3171
1.85 | Type AA + 12 - Kelas 3W (Concrete Pad dan Chimney) | tower | 0
1.86 | Type AA + 12 - Kelas 6 (Concrete Pile) 6 m 4 Pile | tower | 2 | 263118615.3861 | 526237230.7722 | 263118615.3861 | 526237230.7722
1.87 | Type AA + 12 - Kelas 6 (Concrete Pile) 7 m 4 Pile | tower | 0
1.88 | Type AA + 12 - Kelas 6 (Concrete Pile) 8 m 4 Pile | tower | 0
1.89 | Type AA + 12 - Kelas 6 (Concrete Pile) 9 m 4 Pile | tower | 0
1.90 | Type AA + 12 - Kelas 6 (Concrete Pile) 10 m 4 Pile | tower | 0
1.91 | Type AA + 12 - Kelas 6 (Concrete Pile) 11 m 4 Pile | tower | 0
1.92 | Type AA + 12 - Kelas 6 (Concrete Pile) 12 m 4 Pile | tower | 0
1.93 | Type AA + 12 - Kelas 6 (Concrete Pile) 13 m 4 Pile | tower | 0
1.94 | Type AA + 12 - Kelas 6 (Concrete Pile) 14 m 4 Pile | tower | 0
1.95 | Type AA + 12 - Kelas 6 (Concrete Pile) 15 m 4 Pile | tower | 0
1.96 | Type AA + 12 - Kelas 6 (Concrete Pile) 16 m 4 Pile | tower | 0
1.97 | Type AA + 12 - Kelas 6 (Concrete Pile) 17 m 4 Pile | tower | 0
1.98 | Type AA + 12 - Kelas 6 (Concrete Pile) 18 m 4 Pile | tower | 0
1.99 | Type AA + 12 - Kelas 6 (Concrete Pile) 19 m 4 Pile | tower | 0
1.100 | Type AA + 12 - Kelas 6 (Concrete Pile) 20 m 4 Pile | tower | 0
1.101 | Type AA + 15 - Kelas 1 (Concrete Pad dan Chimney) | tower | 1 | 109642256.1689 | 109642256.1689 | 109642256.1689 | 109642256.1689
1.102 | Type AA + 15 - Kelas 2 (Concrete Pad dan Chimney) | tower | 2 | 136408906.3218 | 272817812.6436 | 136408906.3218 | 272817812.6436
1.103 | Type AA + 15 - Kelas 2W (Concrete Pad dan Chimney) | tower | 0
1.104 | Type AA + 15 - Kelas 3 (Concrete Pad dan Chimney) | tower | 1 | 168895151.3171 | 168895151.3171 | 168895151.3171 | 168895151.3171
1.105 | Type AA + 15 - Kelas 3W (Concrete Pad dan Chimney) | tower | 0
1.106 | Type AA + 15 - Kelas 6 (Concrete Pile) 6 m 4 Pile | tower | 0 |  |  |  |  | 119 | Jumlah Tower
1.107 | Type AA + 15 - Kelas 6 (Concrete Pile) 7 m 4 Pile | tower | 0
1.108 | Type AA + 15 - Kelas 6 (Concrete Pile) 8 m 4 Pile | tower | 0
1.109 | Type AA + 15 - Kelas 6 (Concrete Pile) 9 m 4 Pile | tower | 0
1.110 | Type AA + 15 - Kelas 6 (Concrete Pile) 10 m 4 Pile | tower | 0
1.111 | Type AA + 15 - Kelas 6 (Concrete Pile) 11 m 4 Pile | tower | 0
1.112 | Type AA + 15 - Kelas 6 (Concrete Pile) 12 m 4 Pile | tower | 0
1.113 | Type AA + 15 - Kelas 6 (Concrete Pile) 13 m 4 Pile | tower | 0
1.114 | Type AA + 15 - Kelas 6 (Concrete Pile) 14 m 4 Pile | tower | 0
1.115 | Type AA + 15 - Kelas 6 (Concrete Pile) 15 m 4 Pile | tower | 0
1.116 | Type AA + 15 - Kelas 6 (Concrete Pile) 16 m 4 Pile | tower | 0
1.117 | Type AA + 15 - Kelas 6 (Concrete Pile) 17 m 4 Pile | tower | 0
1.118 | Type AA + 15 - Kelas 6 (Concrete Pile) 18 m 4 Pile | tower | 0
1.119 | Type AA + 15 - Kelas 6 (Concrete Pile) 19 m 4 Pile | tower | 0
1.120 | Type AA + 15 - Kelas 6 (Concrete Pile) 20 m 4 Pile | tower | 0
2 | Pondasi Tower Transmisi 150 KV - Type BB
2.1 | Type BB + 0 - Kelas 1 (Concrete Pad dan Chimney) | tower | 0
2.2 | Type BB + 0 - Kelas 2 (Concrete Pad dan Chimney) | tower | 0
2.3 | Type BB + 0 - Kelas 2W (Concrete Pad dan Chimney) | tower | 0
2.4 | Type BB + 0 - Kelas 3 (Concrete Pad dan Chimney) | tower | 0
2.5 | Type BB + 0 - Kelas 3W (Concrete Pad dan Chimney) | tower | 0
2.6 | Type BB + 0 - Kelas 6 (Concrete Pile) 6 m 4 Pile | tower | 0
2.7 | Type BB + 0 - Kelas 6 (Concrete Pile) 7 m 4 Pile | tower | 0
2.8 | Type BB + 0 - Kelas 6 (Concrete Pile) 8 m 4 Pile | tower | 0
2.9 | Type BB + 0 - Kelas 6 (Concrete Pile) 9 m 4 Pile | tower | 0
2.10 | Type BB + 0 - Kelas 6 (Concrete Pile) 10 m 4 Pile | tower | 0
2.11 | Type BB + 0 - Kelas 6 (Concrete Pile) 11 m 4 Pile | tower | 0
2.12 | Type BB + 0 - Kelas 6 (Concrete Pile) 12 m 4 Pile | tower | 0
2.13 | Type BB + 0 - Kelas 6 (Concrete Pile) 13 m 4 Pile | tower | 0
2.14 | Type BB + 0 - Kelas 6 (Concrete Pile) 14 m 4 Pile | tower | 0
2.15 | Type BB + 0 - Kelas 6 (Concrete Pile) 15 m 4 Pile | tower | 0
2.16 | Type BB + 0 - Kelas 6 (Concrete Pile) 16 m 4 Pile | tower | 0
2.17 | Type BB + 0 - Kelas 6 (Concrete Pile) 17 m 4 Pile | tower | 0
2.18 | Type BB + 0 - Kelas 6 (Concrete Pile) 18 m 4 Pile | tower | 0
2.19 | Type BB + 0 - Kelas 6 (Concrete Pile) 19 m 4 Pile | tower | 0
2.20 | Type BB + 0 - Kelas 6 (Concrete Pile) 20 m 4 Pile | tower | 0
2.21 | Type BB + 3 - Kelas 1 (Concrete Pad dan Chimney) | tower | 1 | 200141211.8347 | 200141211.8347 | 200141211.8347 | 200141211.8347
2.22 | Type BB + 3 - Kelas 2 (Concrete Pad dan Chimney) | tower | 3 | 265233261.5347 | 795699784.604 | 265233261.5347 | 795699784.604
2.23 | Type BB + 3 - Kelas 2W (Concrete Pad dan Chimney) | tower | 0
2.24 | Type BB + 3 - Kelas 3 (Concrete Pad dan Chimney) | tower | 4 | 334787700.8983 | 1339150803.5931 | 334787700.8983 | 1339150803.5931
2.25 | Type BB + 3 - Kelas 3W (Concrete Pad dan Chimney) | tower | 0
2.26 | Type BB + 3 - Kelas 6 (Concrete Pile) 6 m 4 Pile | tower | 0
2.27 | Type BB + 3 - Kelas 6 (Concrete Pile) 7 m 4 Pile | tower | 0
2.28 | Type BB + 3 - Kelas 6 (Concrete Pile) 8 m 4 Pile | tower | 0
2.29 | Type BB + 3 - Kelas 6 (Concrete Pile) 9 m 4 Pile | tower | 0
2.30 | Type BB + 3 - Kelas 6 (Concrete Pile) 10 m 4 Pile | tower | 1 | 347951614.5422 | 347951614.5422 | 347951614.5422 | 347951614.5422
2.31 | Type BB + 3 - Kelas 6 (Concrete Pile) 11 m 4 Pile | tower | 0
2.32 | Type BB + 3 - Kelas 6 (Concrete Pile) 12 m 4 Pile | tower | 0
2.33 | Type BB + 3 - Kelas 6 (Concrete Pile) 13 m 4 Pile | tower | 0
2.34 | Type BB + 3 - Kelas 6 (Concrete Pile) 14 m 4 Pile | tower | 0
2.35 | Type BB + 3 - Kelas 6 (Concrete Pile) 15 m 4 Pile | tower | 0
2.36 | Type BB + 3 - Kelas 6 (Concrete Pile) 16 m 4 Pile | tower | 0
2.37 | Type BB + 3 - Kelas 6 (Concrete Pile) 17 m 4 Pile | tower | 0
2.38 | Type BB + 3 - Kelas 6 (Concrete Pile) 18 m 4 Pile | tower | 0
2.39 | Type BB + 3 - Kelas 6 (Concrete Pile) 19 m 4 Pile | tower | 0
2.40 | Type BB + 3 - Kelas 6 (Concrete Pile) 20 m 4 Pile | tower | 0
2.41 | Type BB + 6 - Kelas 1 (Concrete Pad dan Chimney) | tower | 2 | 200141211.8347 | 400282423.6693 | 200141211.8347 | 400282423.6693
2.42 | Type BB + 6 - Kelas 2 (Concrete Pad dan Chimney) | tower | 7 | 265233261.5347 | 1856632830.7426 | 265233261.5347 | 1856632830.7426
2.43 | Type BB + 6 - Kelas 2W (Concrete Pad dan Chimney) | tower | 0
2.44 | Type BB + 6 - Kelas 3 (Concrete Pad dan Chimney) | tower | 4 | 334787700.8983 | 1339150803.5931 | 334787700.8983 | 1339150803.5931
2.45 | Type BB + 6 - Kelas 3W (Concrete Pad dan Chimney) | tower | 0
2.46 | Type BB + 6 - Kelas 6 (Concrete Pile) 6 m 4 Pile | tower | 1 | 263451936.7651 | 263451936.7651 | 263451936.7651 | 263451936.7651
2.47 | Type BB + 6 - Kelas 6 (Concrete Pile) 7 m 4 Pile | tower | 0
2.48 | Type BB + 6 - Kelas 6 (Concrete Pile) 8 m 4 Pile | tower | 2 | 305699861.3359 | 611399722.6719 | 305699861.3359 | 611399722.6719
2.49 | Type BB + 6 - Kelas 6 (Concrete Pile) 9 m 4 Pile | tower | 0
2.50 | Type BB + 6 - Kelas 6 (Concrete Pile) 10 m 4 Pile | tower | 2 | 347951614.5422 | 695903229.0843 | 347951614.5422 | 695903229.0843
2.51 | Type BB + 6 - Kelas 6 (Concrete Pile) 11 m 4 Pile | tower | 0
2.52 | Type BB + 6 - Kelas 6 (Concrete Pile) 12 m 4 Pile | tower | 0
2.53 | Type BB + 6 - Kelas 6 (Concrete Pile) 13 m 4 Pile | tower | 0
2.54 | Type BB + 6 - Kelas 6 (Concrete Pile) 14 m 4 Pile | tower | 0
2.55 | Type BB + 6 - Kelas 6 (Concrete Pile) 15 m 4 Pile | tower | 0
2.56 | Type BB + 6 - Kelas 6 (Concrete Pile) 16 m 4 Pile | tower | 0
2.57 | Type BB + 6 - Kelas 6 (Concrete Pile) 17 m 4 Pile | tower | 0
2.58 | Type BB + 6 - Kelas 6 (Concrete Pile) 18 m 4 Pile | tower | 0
2.59 | Type BB + 6 - Kelas 6 (Concrete Pile) 19 m 4 Pile | tower | 0
2.60 | Type BB + 6 - Kelas 6 (Concrete Pile) 20 m 4 Pile | tower | 0
2.61 | Type BB + 9 - Kelas 1 (Concrete Pad dan Chimney) | tower | 3 | 200141211.8347 | 600423635.504 | 200141211.8347 | 600423635.504
2.62 | Type BB + 9 - Kelas 2 (Concrete Pad dan Chimney) | tower | 9 | 265233261.5347 | 2387099353.8119 | 265233261.5347 | 2387099353.8119
2.63 | Type BB + 9 - Kelas 2W (Concrete Pad dan Chimney) | tower | 0
2.64 | Type BB + 9 - Kelas 3 (Concrete Pad dan Chimney) | tower | 7 | 334787700.8983 | 2343513906.2879 | 334787700.8983 | 2343513906.2879
2.65 | Type BB + 9 - Kelas 3W (Concrete Pad dan Chimney) | tower | 0
2.66 | Type BB + 9 - Kelas 6 (Concrete Pile) 6 m 4 Pile | tower | 0
2.67 | Type BB + 9 - Kelas 6 (Concrete Pile) 7 m 4 Pile | tower | 0
2.68 | Type BB + 9 - Kelas 6 (Concrete Pile) 8 m 4 Pile | tower | 6 | 305699861.3359 | 1834199168.0156 | 305699861.3359 | 1834199168.0156
2.69 | Type BB + 9 - Kelas 6 (Concrete Pile) 9 m 4 Pile | tower | 0
2.70 | Type BB + 9 - Kelas 6 (Concrete Pile) 10 m 4 Pile | tower | 4 | 347951614.5422 | 1391806458.1687 | 347951614.5422 | 1391806458.1687
2.71 | Type BB + 9 - Kelas 6 (Concrete Pile) 11 m 4 Pile | tower | 0
2.72 | Type BB + 9 - Kelas 6 (Concrete Pile) 12 m 4 Pile | tower | 0
2.73 | Type BB + 9 - Kelas 6 (Concrete Pile) 13 m 4 Pile | tower | 0
2.74 | Type BB + 9 - Kelas 6 (Concrete Pile) 14 m 4 Pile | tower | 0
2.75 | Type BB + 9 - Kelas 6 (Concrete Pile) 15 m 4 Pile | tower | 0
2.76 | Type BB + 9 - Kelas 6 (Concrete Pile) 16 m 4 Pile | tower | 0
2.77 | Type BB + 9 - Kelas 6 (Concrete Pile) 17 m 4 Pile | tower | 0
2.78 | Type BB + 9 - Kelas 6 (Concrete Pile) 18 m 4 Pile | tower | 0
2.79 | Type BB + 9 - Kelas 6 (Concrete Pile) 19 m 4 Pile | tower | 0
2.80 | Type BB + 9 - Kelas 6 (Concrete Pile) 20 m 4 Pile | tower | 0
2.81 | Type BB + 12 - Kelas 1 (Concrete Pad dan Chimney) | tower | 2 | 200141211.8347 | 400282423.6693 | 200141211.8347 | 400282423.6693
2.82 | Type BB + 12 - Kelas 2 (Concrete Pad dan Chimney) | tower | 5 | 265233261.5347 | 1326166307.6733 | 265233261.5347 | 1326166307.6733
2.83 | Type BB + 12 - Kelas 2W (Concrete Pad dan Chimney) | tower | 0
2.84 | Type BB + 12 - Kelas 3 (Concrete Pad dan Chimney) | tower | 4 | 334787700.8983 | 1339150803.5931 | 334787700.8983 | 1339150803.5931
2.85 | Type BB + 12 - Kelas 3W (Concrete Pad dan Chimney) | tower | 0
2.86 | Type BB + 12 - Kelas 6 (Concrete Pile) 6 m 4 Pile | tower | 0
2.87 | Type BB + 12 - Kelas 6 (Concrete Pile) 7 m 4 Pile | tower | 0
2.88 | Type BB + 12 - Kelas 6 (Concrete Pile) 8 m 4 Pile | tower | 3 | 305699861.3359 | 917099584.0078 | 305699861.3359 | 917099584.0078
2.89 | Type BB + 12 - Kelas 6 (Concrete Pile) 9 m 4 Pile | tower | 0
2.90 | Type BB + 12 - Kelas 6 (Concrete Pile) 10 m 4 Pile | tower | 2 | 347951614.5422 | 695903229.0843 | 347951614.5422 | 695903229.0843
2.91 | Type BB + 12 - Kelas 6 (Concrete Pile) 11 m 4 Pile | tower | 0
2.92 | Type BB + 12 - Kelas 6 (Concrete Pile) 12 m 4 Pile | tower | 0
2.93 | Type BB + 12 - Kelas 6 (Concrete Pile) 13 m 4 Pile | tower | 0
2.94 | Type BB + 12 - Kelas 6 (Concrete Pile) 14 m 4 Pile | tower | 0
2.95 | Type BB + 12 - Kelas 6 (Concrete Pile) 15 m 4 Pile | tower | 0
2.96 | Type BB + 12 - Kelas 6 (Concrete Pile) 16 m 4 Pile | tower | 0
2.97 | Type BB + 12 - Kelas 6 (Concrete Pile) 17 m 4 Pile | tower | 0
2.98 | Type BB + 12 - Kelas 6 (Concrete Pile) 18 m 4 Pile | tower | 0
2.99 | Type BB + 12 - Kelas 6 (Concrete Pile) 19 m 4 Pile | tower | 0
2.100 | Type BB + 12 - Kelas 6 (Concrete Pile) 20 m 4 Pile | tower | 0
2.101 | Type BB + 15 - Kelas 1 (Concrete Pad dan Chimney) | tower | 1 | 200141211.8347 | 200141211.8347 | 200141211.8347 | 200141211.8347
2.102 | Type BB + 15 - Kelas 2 (Concrete Pad dan Chimney) | tower | 1 | 265233261.5347 | 265233261.5347 | 265233261.5347 | 265233261.5347
2.103 | Type BB + 15 - Kelas 2W (Concrete Pad dan Chimney) | tower | 0
2.104 | Type BB + 15 - Kelas 3 (Concrete Pad dan Chimney) | tower | 1 | 334787700.8983 | 334787700.8983 | 334787700.8983 | 334787700.8983
2.105 | Type BB + 15 - Kelas 3W (Concrete Pad dan Chimney) | tower | 0
2.106 | Type BB + 15 - Kelas 6 (Concrete Pile) 6 m 4 Pile | tower | 0
2.107 | Type BB + 15 - Kelas 6 (Concrete Pile) 7 m 4 Pile | tower | 0
2.108 | Type BB + 15 - Kelas 6 (Concrete Pile) 8 m 4 Pile | tower | 0
2.109 | Type BB + 15 - Kelas 6 (Concrete Pile) 9 m 4 Pile | tower | 0
2.110 | Type BB + 15 - Kelas 6 (Concrete Pile) 10 m 4 Pile | tower | 1 | 347951614.5422 | 347951614.5422 | 347951614.5422 | 347951614.5422
2.111 | Type BB + 15 - Kelas 6 (Concrete Pile) 11 m 4 Pile | tower | 0
2.112 | Type BB + 15 - Kelas 6 (Concrete Pile) 12 m 4 Pile | tower | 0
2.113 | Type BB + 15 - Kelas 6 (Concrete Pile) 13 m 4 Pile | tower | 0
2.114 | Type BB + 15 - Kelas 6 (Concrete Pile) 14 m 4 Pile | tower | 0
2.115 | Type BB + 15 - Kelas 6 (Concrete Pile) 15 m 4 Pile | tower | 0
2.116 | Type BB + 15 - Kelas 6 (Concrete Pile) 16 m 4 Pile | tower | 0
2.117 | Type BB + 15 - Kelas 6 (Concrete Pile) 17 m 4 Pile | tower | 0
2.118 | Type BB + 15 - Kelas 6 (Concrete Pile) 18 m 4 Pile | tower | 0
2.119 | Type BB + 15 - Kelas 6 (Concrete Pile) 19 m 4 Pile | tower | 0
2.120 | Type BB + 15 - Kelas 6 (Concrete Pile) 20 m 4 Pile | tower | 0
3 | Pondasi Tower Transmisi 150 KV - Type CC
3.1 | Type CC + 0 - Kelas 1 (Concrete Pad dan Chimney) | tower | 0
3.2 | Type CC + 0 - Kelas 2 (Concrete Pad dan Chimney) | tower | 0
3.3 | Type CC + 0 - Kelas 2W (Concrete Pad dan Chimney) | tower | 0
3.4 | Type CC + 0 - Kelas 3 (Concrete Pad dan Chimney) | tower | 0
3.5 | Type CC + 0 - Kelas 3W (Concrete Pad dan Chimney) | tower | 0
3.6 | Type CC + 0 - Kelas 6 (Concrete Pile) 6 m 4 Pile | tower | 0
3.7 | Type CC + 0 - Kelas 6 (Concrete Pile) 7 m 4 Pile | tower | 0
3.8 | Type CC + 0 - Kelas 6 (Concrete Pile) 8 m 4 Pile | tower | 0
3.9 | Type CC + 0 - Kelas 6 (Concrete Pile) 9 m 4 Pile | tower | 0
3.10 | Type CC + 0 - Kelas 6 (Concrete Pile) 10 m 4 Pile | tower | 0
3.11 | Type CC + 0 - Kelas 6 (Concrete Pile) 11 m 4 Pile | tower | 0
3.12 | Type CC + 0 - Kelas 6 (Concrete Pile) 12 m 4 Pile | tower | 0
3.13 | Type CC + 0 - Kelas 6 (Concrete Pile) 13 m 4 Pile | tower | 0
3.14 | Type CC + 0 - Kelas 6 (Concrete Pile) 14 m 4 Pile | tower | 0
3.15 | Type CC + 0 - Kelas 6 (Concrete Pile) 15 m 4 Pile | tower | 0
3.16 | Type CC + 0 - Kelas 6 (Concrete Pile) 16 m 4 Pile | tower | 0
3.17 | Type CC + 0 - Kelas 6 (Concrete Pile) 17 m 4 Pile | tower | 0
3.18 | Type CC + 0 - Kelas 6 (Concrete Pile) 18 m 4 Pile | tower | 0
3.19 | Type CC + 0 - Kelas 6 (Concrete Pile) 19 m 4 Pile | tower | 0
3.20 | Type CC + 0 - Kelas 6 (Concrete Pile) 20 m 4 Pile | tower | 0
3.21 | Type CC + 3 - Kelas 1 (Concrete Pad dan Chimney) | tower | 0
3.22 | Type CC + 3 - Kelas 2 (Concrete Pad dan Chimney) | tower | 0
3.23 | Type CC + 3 - Kelas 2W (Concrete Pad dan Chimney) | tower | 0
3.24 | Type CC + 3 - Kelas 3 (Concrete Pad dan Chimney) | tower | 0
3.25 | Type CC + 3 - Kelas 3W (Concrete Pad dan Chimney) | tower | 0
3.26 | Type CC + 3 - Kelas 6 (Concrete Pile) 6 m 4 Pile | tower | 0
3.27 | Type CC + 3 - Kelas 6 (Concrete Pile) 7 m 4 Pile | tower | 0
3.28 | Type CC + 3 - Kelas 6 (Concrete Pile) 8 m 4 Pile | tower | 0
3.29 | Type CC + 3 - Kelas 6 (Concrete Pile) 9 m 4 Pile | tower | 0
3.30 | Type CC + 3 - Kelas 6 (Concrete Pile) 10 m 4 Pile | tower | 0
3.31 | Type CC + 3 - Kelas 6 (Concrete Pile) 11 m 4 Pile | tower | 0
3.32 | Type CC + 3 - Kelas 6 (Concrete Pile) 12 m 4 Pile | tower | 0
3.33 | Type CC + 3 - Kelas 6 (Concrete Pile) 13 m 4 Pile | tower | 0
3.34 | Type CC + 3 - Kelas 6 (Concrete Pile) 14 m 4 Pile | tower | 0
3.35 | Type CC + 3 - Kelas 6 (Concrete Pile) 15 m 4 Pile | tower | 0
3.36 | Type CC + 3 - Kelas 6 (Concrete Pile) 16 m 4 Pile | tower | 0
3.37 | Type CC + 3 - Kelas 6 (Concrete Pile) 17 m 4 Pile | tower | 0
3.38 | Type CC + 3 - Kelas 6 (Concrete Pile) 18 m 4 Pile | tower | 0
3.39 | Type CC + 3 - Kelas 6 (Concrete Pile) 19 m 4 Pile | tower | 0
3.40 | Type CC + 3 - Kelas 6 (Concrete Pile) 20 m 4 Pile | tower | 0
3.41 | Type CC + 6 - Kelas 1 (Concrete Pad dan Chimney) | tower | 0
3.42 | Type CC + 6 - Kelas 2 (Concrete Pad dan Chimney) | tower | 0
3.43 | Type CC + 6 - Kelas 2W (Concrete Pad dan Chimney) | tower | 0
3.44 | Type CC + 6 - Kelas 3 (Concrete Pad dan Chimney) | tower | 0
3.45 | Type CC + 6 - Kelas 3W (Concrete Pad dan Chimney) | tower | 0
3.46 | Type CC + 6 - Kelas 6 (Concrete Pile) 6 m 4 Pile | tower | 0
3.47 | Type CC + 6 - Kelas 6 (Concrete Pile) 7 m 4 Pile | tower | 0
3.48 | Type CC + 6 - Kelas 6 (Concrete Pile) 8 m 4 Pile | tower | 0
3.49 | Type CC + 6 - Kelas 6 (Concrete Pile) 9 m 4 Pile | tower | 0
3.50 | Type CC + 6 - Kelas 6 (Concrete Pile) 10 m 4 Pile | tower | 0
3.51 | Type CC + 6 - Kelas 6 (Concrete Pile) 11 m 4 Pile | tower | 0
3.52 | Type CC + 6 - Kelas 6 (Concrete Pile) 12 m 4 Pile | tower | 0
3.53 | Type CC + 6 - Kelas 6 (Concrete Pile) 13 m 4 Pile | tower | 0
3.54 | Type CC + 6 - Kelas 6 (Concrete Pile) 14 m 4 Pile | tower | 0
3.55 | Type CC + 6 - Kelas 6 (Concrete Pile) 15 m 4 Pile | tower | 0
3.56 | Type CC + 6 - Kelas 6 (Concrete Pile) 16 m 4 Pile | tower | 0
3.57 | Type CC + 6 - Kelas 6 (Concrete Pile) 17 m 4 Pile | tower | 0
3.58 | Type CC + 6 - Kelas 6 (Concrete Pile) 18 m 4 Pile | tower | 0
3.59 | Type CC + 6 - Kelas 6 (Concrete Pile) 19 m 4 Pile | tower | 0
3.60 | Type CC + 6 - Kelas 6 (Concrete Pile) 20 m 4 Pile | tower | 0
3.61 | Type CC + 9 - Kelas 1 (Concrete Pad dan Chimney) | tower | 0
3.62 | Type CC + 9 - Kelas 2 (Concrete Pad dan Chimney) | tower | 0
3.63 | Type CC + 9 - Kelas 2W (Concrete Pad dan Chimney) | tower | 0
3.64 | Type CC + 9 - Kelas 3 (Concrete Pad dan Chimney) | tower | 2 | 457646678.9794 | 915293357.9588 | 457646678.9794 | 915293357.9588
3.65 | Type CC + 9 - Kelas 3W (Concrete Pad dan Chimney) | tower | 0
3.66 | Type CC + 9 - Kelas 6 (Concrete Pile) 6 m 4 Pile | tower | 0
3.67 | Type CC + 9 - Kelas 6 (Concrete Pile) 7 m 4 Pile | tower | 0
3.68 | Type CC + 9 - Kelas 6 (Concrete Pile) 8 m 4 Pile | tower | 0
3.69 | Type CC + 9 - Kelas 6 (Concrete Pile) 9 m 4 Pile | tower | 0
3.70 | Type CC + 9 - Kelas 6 (Concrete Pile) 10 m 4 Pile | tower | 0
3.71 | Type CC + 9 - Kelas 6 (Concrete Pile) 11 m 4 Pile | tower | 0
3.72 | Type CC + 9 - Kelas 6 (Concrete Pile) 12 m 4 Pile | tower | 0
3.73 | Type CC + 9 - Kelas 6 (Concrete Pile) 13 m 4 Pile | tower | 0
3.74 | Type CC + 9 - Kelas 6 (Concrete Pile) 14 m 4 Pile | tower | 0
3.75 | Type CC + 9 - Kelas 6 (Concrete Pile) 15 m 4 Pile | tower | 0
3.76 | Type CC + 9 - Kelas 6 (Concrete Pile) 16 m 4 Pile | tower | 0
3.77 | Type CC + 9 - Kelas 6 (Concrete Pile) 17 m 4 Pile | tower | 0
3.78 | Type CC + 9 - Kelas 6 (Concrete Pile) 18 m 4 Pile | tower | 0
3.79 | Type CC + 9 - Kelas 6 (Concrete Pile) 19 m 4 Pile | tower | 0
3.80 | Type CC + 9 - Kelas 6 (Concrete Pile) 20 m 4 Pile | tower | 0
3.81 | Type CC + 12 - Kelas 1 (Concrete Pad dan Chimney) | tower | 0
3.82 | Type CC + 12 - Kelas 2 (Concrete Pad dan Chimney) | tower | 0
3.83 | Type CC + 12 - Kelas 2W (Concrete Pad dan Chimney) | tower | 0
3.84 | Type CC + 12 - Kelas 3 (Concrete Pad dan Chimney) | tower | 1 | 457646678.9794 | 457646678.9794 | 457646678.9794 | 457646678.9794
3.85 | Type CC + 12 - Kelas 3W (Concrete Pad dan Chimney) | tower | 0
3.86 | Type CC + 12 - Kelas 6 (Concrete Pile) 6 m 4 Pile | tower | 0
3.87 | Type CC + 12 - Kelas 6 (Concrete Pile) 7 m 4 Pile | tower | 0
3.88 | Type CC + 12 - Kelas 6 (Concrete Pile) 8 m 4 Pile | tower | 0
3.89 | Type CC + 12 - Kelas 6 (Concrete Pile) 9 m 4 Pile | tower | 0
3.90 | Type CC + 12 - Kelas 6 (Concrete Pile) 10 m 4 Pile | tower | 0
3.91 | Type CC + 12 - Kelas 6 (Concrete Pile) 11 m 4 Pile | tower | 0
3.92 | Type CC + 12 - Kelas 6 (Concrete Pile) 12 m 4 Pile | tower | 0
3.93 | Type CC + 12 - Kelas 6 (Concrete Pile) 13 m 4 Pile | tower | 0
3.94 | Type CC + 12 - Kelas 6 (Concrete Pile) 14 m 4 Pile | tower | 0
3.95 | Type CC + 12 - Kelas 6 (Concrete Pile) 15 m 4 Pile | tower | 0
3.96 | Type CC + 12 - Kelas 6 (Concrete Pile) 16 m 4 Pile | tower | 0
3.97 | Type CC + 12 - Kelas 6 (Concrete Pile) 17 m 4 Pile | tower | 0
3.98 | Type CC + 12 - Kelas 6 (Concrete Pile) 18 m 4 Pile | tower | 0
3.99 | Type CC + 12 - Kelas 6 (Concrete Pile) 19 m 4 Pile | tower | 0
3.100 | Type CC + 12 - Kelas 6 (Concrete Pile) 20 m 4 Pile | tower | 0
3.101 | Type CC + 15 - Kelas 1 (Concrete Pad dan Chimney) | tower | 0
3.102 | Type CC + 15 - Kelas 2 (Concrete Pad dan Chimney) | tower | 0
3.103 | Type CC + 15 - Kelas 2W (Concrete Pad dan Chimney) | tower | 0
3.104 | Type CC + 15 - Kelas 3 (Concrete Pad dan Chimney) | tower | 0
3.105 | Type CC + 15 - Kelas 3W (Concrete Pad dan Chimney) | tower | 0
3.106 | Type CC + 15 - Kelas 6 (Concrete Pile) 6 m 4 Pile | tower | 0
3.107 | Type CC + 15 - Kelas 6 (Concrete Pile) 7 m 4 Pile | tower | 0
3.108 | Type CC + 15 - Kelas 6 (Concrete Pile) 8 m 4 Pile | tower | 0
3.109 | Type CC + 15 - Kelas 6 (Concrete Pile) 9 m 4 Pile | tower | 0
3.110 | Type CC + 15 - Kelas 6 (Concrete Pile) 10 m 4 Pile | tower | 0
3.111 | Type CC + 15 - Kelas 6 (Concrete Pile) 11 m 4 Pile | tower | 0
3.112 | Type CC + 15 - Kelas 6 (Concrete Pile) 12 m 4 Pile | tower | 0
3.113 | Type CC + 15 - Kelas 6 (Concrete Pile) 13 m 4 Pile | tower | 0
3.114 | Type CC + 15 - Kelas 6 (Concrete Pile) 14 m 4 Pile | tower | 0
3.115 | Type CC + 15 - Kelas 6 (Concrete Pile) 15 m 4 Pile | tower | 0
3.116 | Type CC + 15 - Kelas 6 (Concrete Pile) 16 m 4 Pile | tower | 0
3.117 | Type CC + 15 - Kelas 6 (Concrete Pile) 17 m 4 Pile | tower | 0
3.118 | Type CC + 15 - Kelas 6 (Concrete Pile) 18 m 4 Pile | tower | 0
3.119 | Type CC + 15 - Kelas 6 (Concrete Pile) 19 m 4 Pile | tower | 0
3.120 | Type CC + 15 - Kelas 6 (Concrete Pile) 20 m 4 Pile | tower | 0
4 | Pondasi Tower Transmisi 150 KV - Type DD
4.1 | Type DD + 0 - Kelas 1 (Concrete Pad dan Chimney) | tower | 0
4.2 | Type DD + 0 - Kelas 2 (Concrete Pad dan Chimney) | tower | 0
4.3 | Type DD + 0 - Kelas 2W (Concrete Pad dan Chimney) | tower | 0
4.4 | Type DD + 0 - Kelas 3 (Concrete Pad dan Chimney) | tower | 0
4.5 | Type DD + 0 - Kelas 3W (Concrete Pad dan Chimney) | tower | 0
4.6 | Type DD + 0 - Kelas 6 (Concrete Pile) 6 m 4 Pile | tower | 0
4.7 | Type DD + 0 - Kelas 6 (Concrete Pile) 7 m 4 Pile | tower | 0
4.8 | Type DD + 0 - Kelas 6 (Concrete Pile) 8 m 4 Pile | tower | 0
4.9 | Type DD + 0 - Kelas 6 (Concrete Pile) 9 m 4 Pile | tower | 0
4.10 | Type DD + 0 - Kelas 6 (Concrete Pile) 10 m 4 Pile | tower | 0
4.11 | Type DD + 0 - Kelas 6 (Concrete Pile) 11 m 4 Pile | tower | 0
4.12 | Type DD + 0 - Kelas 6 (Concrete Pile) 12 m 4 Pile | tower | 0
4.13 | Type DD + 0 - Kelas 6 (Concrete Pile) 13 m 4 Pile | tower | 0
4.14 | Type DD + 0 - Kelas 6 (Concrete Pile) 14 m 4 Pile | tower | 0
4.15 | Type DD + 0 - Kelas 6 (Concrete Pile) 15 m 4 Pile | tower | 0
4.16 | Type DD + 0 - Kelas 6 (Concrete Pile) 16 m 4 Pile | tower | 0
4.17 | Type DD + 0 - Kelas 6 (Concrete Pile) 17 m 4 Pile | tower | 0
4.18 | Type DD + 0 - Kelas 6 (Concrete Pile) 18 m 4 Pile | tower | 0
4.19 | Type DD + 0 - Kelas 6 (Concrete Pile) 19 m 4 Pile | tower | 0
4.20 | Type DD + 0 - Kelas 6 (Concrete Pile) 20 m 4 Pile | tower | 0
4.21 | Type DD + 3 - Kelas 1 (Concrete Pad dan Chimney) | tower | 1 | 377477066.313 | 377477066.313 | 377477066.313 | 377477066.313
4.22 | Type DD + 3 - Kelas 2 (Concrete Pad dan Chimney) | tower | 0
4.23 | Type DD + 3 - Kelas 2W (Concrete Pad dan Chimney) | tower | 0
4.24 | Type DD + 3 - Kelas 3 (Concrete Pad dan Chimney) | tower | 0
4.25 | Type DD + 3 - Kelas 3W (Concrete Pad dan Chimney) | tower | 0
4.26 | Type DD + 3 - Kelas 6 (Concrete Pile) 6 m 4 Pile | tower | 0
4.27 | Type DD + 3 - Kelas 6 (Concrete Pile) 7 m 4 Pile | tower | 0
4.28 | Type DD + 3 - Kelas 6 (Concrete Pile) 8 m 4 Pile | tower | 0
4.29 | Type DD + 3 - Kelas 6 (Concrete Pile) 9 m 4 Pile | tower | 0
4.30 | Type DD + 3 - Kelas 6 (Concrete Pile) 10 m 4 Pile | tower | 0
4.31 | Type DD + 3 - Kelas 6 (Concrete Pile) 11 m 4 Pile | tower | 0
4.32 | Type DD + 3 - Kelas 6 (Concrete Pile) 12 m 4 Pile | tower | 0
4.33 | Type DD + 3 - Kelas 6 (Concrete Pile) 13 m 4 Pile | tower | 0
4.34 | Type DD + 3 - Kelas 6 (Concrete Pile) 14 m 4 Pile | tower | 0
4.35 | Type DD + 3 - Kelas 6 (Concrete Pile) 15 m 4 Pile | tower | 0
4.36 | Type DD + 3 - Kelas 6 (Concrete Pile) 16 m 4 Pile | tower | 0
4.37 | Type DD + 3 - Kelas 6 (Concrete Pile) 17 m 4 Pile | tower | 0
4.38 | Type DD + 3 - Kelas 6 (Concrete Pile) 18 m 4 Pile | tower | 0
4.39 | Type DD + 3 - Kelas 6 (Concrete Pile) 19 m 4 Pile | tower | 0
4.40 | Type DD + 3 - Kelas 6 (Concrete Pile) 20 m 4 Pile | tower | 0
4.41 | Type DD + 6 - Kelas 1 (Concrete Pad dan Chimney) | tower | 0
4.42 | Type DD + 6 - Kelas 2 (Concrete Pad dan Chimney) | tower | 0
4.43 | Type DD + 6 - Kelas 2W (Concrete Pad dan Chimney) | tower | 0
4.44 | Type DD + 6 - Kelas 3 (Concrete Pad dan Chimney) | tower | 1 | 626817371.5863 | 626817371.5863 | 626817371.5863 | 626817371.5863
4.45 | Type DD + 6 - Kelas 3W (Concrete Pad dan Chimney) | tower | 0
4.46 | Type DD + 6 - Kelas 6 (Concrete Pile) 6 m 4 Pile | tower | 0
4.47 | Type DD + 6 - Kelas 6 (Concrete Pile) 7 m 4 Pile | tower | 0
4.48 | Type DD + 6 - Kelas 6 (Concrete Pile) 8 m 4 Pile | tower | 0
4.49 | Type DD + 6 - Kelas 6 (Concrete Pile) 9 m 4 Pile | tower | 0
4.50 | Type DD + 6 - Kelas 6 (Concrete Pile) 10 m 4 Pile | tower | 0
4.51 | Type DD + 6 - Kelas 6 (Concrete Pile) 11 m 4 Pile | tower | 0
4.52 | Type DD + 6 - Kelas 6 (Concrete Pile) 12 m 4 Pile | tower | 0
4.53 | Type DD + 6 - Kelas 6 (Concrete Pile) 13 m 4 Pile | tower | 0
4.54 | Type DD + 6 - Kelas 6 (Concrete Pile) 14 m 4 Pile | tower | 0
4.55 | Type DD + 6 - Kelas 6 (Concrete Pile) 15 m 4 Pile | tower | 0
4.56 | Type DD + 6 - Kelas 6 (Concrete Pile) 16 m 4 Pile | tower | 0
4.57 | Type DD + 6 - Kelas 6 (Concrete Pile) 17 m 4 Pile | tower | 0
4.58 | Type DD + 6 - Kelas 6 (Concrete Pile) 18 m 4 Pile | tower | 0
4.59 | Type DD + 6 - Kelas 6 (Concrete Pile) 19 m 4 Pile | tower | 0
4.60 | Type DD + 6 - Kelas 6 (Concrete Pile) 20 m 4 Pile | tower | 0
4.61 | Type DD + 9 - Kelas 1 (Concrete Pad dan Chimney) | tower | 0
4.62 | Type DD + 9 - Kelas 2 (Concrete Pad dan Chimney) | tower | 0
4.63 | Type DD + 9 - Kelas 2W (Concrete Pad dan Chimney) | tower | 0
4.64 | Type DD + 9 - Kelas 3 (Concrete Pad dan Chimney) | tower | 0
4.65 | Type DD + 9 - Kelas 3W (Concrete Pad dan Chimney) | tower | 0
4.66 | Type DD + 9 - Kelas 6 (Concrete Pile) 6 m 4 Pile | tower | 0
4.67 | Type DD + 9 - Kelas 6 (Concrete Pile) 7 m 4 Pile | tower | 0
4.68 | Type DD + 9 - Kelas 6 (Concrete Pile) 8 m 4 Pile | tower | 0
4.69 | Type DD + 9 - Kelas 6 (Concrete Pile) 9 m 4 Pile | tower | 0
4.70 | Type DD + 9 - Kelas 6 (Concrete Pile) 10 m 4 Pile | tower | 0
4.71 | Type DD + 9 - Kelas 6 (Concrete Pile) 11 m 4 Pile | tower | 0
4.72 | Type DD + 9 - Kelas 6 (Concrete Pile) 12 m 4 Pile | tower | 0
4.73 | Type DD + 9 - Kelas 6 (Concrete Pile) 13 m 4 Pile | tower | 0
4.74 | Type DD + 9 - Kelas 6 (Concrete Pile) 14 m 4 Pile | tower | 0
4.75 | Type DD + 9 - Kelas 6 (Concrete Pile) 15 m 4 Pile | tower | 0
4.76 | Type DD + 9 - Kelas 6 (Concrete Pile) 16 m 4 Pile | tower | 0
4.77 | Type DD + 9 - Kelas 6 (Concrete Pile) 17 m 4 Pile | tower | 0
4.78 | Type DD + 9 - Kelas 6 (Concrete Pile) 18 m 4 Pile | tower | 0
4.79 | Type DD + 9 - Kelas 6 (Concrete Pile) 19 m 4 Pile | tower | 0
4.80 | Type DD + 9 - Kelas 6 (Concrete Pile) 20 m 4 Pile | tower | 0
4.81 | Type DD + 12 - Kelas 1 (Concrete Pad dan Chimney) | tower | 0
4.82 | Type DD + 12 - Kelas 2 (Concrete Pad dan Chimney) | tower | 0
4.83 | Type DD + 12 - Kelas 2W (Concrete Pad dan Chimney) | tower | 0
4.84 | Type DD + 12 - Kelas 3 (Concrete Pad dan Chimney) | tower | 0
4.85 | Type DD + 12 - Kelas 3W (Concrete Pad dan Chimney) | tower | 0
4.86 | Type DD + 12 - Kelas 6 (Concrete Pile) 6 m 4 Pile | tower | 0
4.87 | Type DD + 12 - Kelas 6 (Concrete Pile) 7 m 4 Pile | tower | 0
4.88 | Type DD + 12 - Kelas 6 (Concrete Pile) 8 m 4 Pile | tower | 0
4.89 | Type DD + 12 - Kelas 6 (Concrete Pile) 9 m 4 Pile | tower | 0
4.90 | Type DD + 12 - Kelas 6 (Concrete Pile) 10 m 4 Pile | tower | 0
4.91 | Type DD + 12 - Kelas 6 (Concrete Pile) 11 m 4 Pile | tower | 0
4.92 | Type DD + 12 - Kelas 6 (Concrete Pile) 12 m 4 Pile | tower | 0
4.93 | Type DD + 12 - Kelas 6 (Concrete Pile) 13 m 4 Pile | tower | 0
4.94 | Type DD + 12 - Kelas 6 (Concrete Pile) 14 m 4 Pile | tower | 0
4.95 | Type DD + 12 - Kelas 6 (Concrete Pile) 15 m 4 Pile | tower | 0
4.96 | Type DD + 12 - Kelas 6 (Concrete Pile) 16 m 4 Pile | tower | 0
4.97 | Type DD + 12 - Kelas 6 (Concrete Pile) 17 m 4 Pile | tower | 0
4.98 | Type DD + 12 - Kelas 6 (Concrete Pile) 18 m 4 Pile | tower | 0
4.99 | Type DD + 12 - Kelas 6 (Concrete Pile) 19 m 4 Pile | tower | 0
4.100 | Type DD + 12 - Kelas 6 (Concrete Pile) 20 m 4 Pile | tower | 0
4.101 | Type DD + 15 - Kelas 1 (Concrete Pad dan Chimney) | tower | 0
4.102 | Type DD + 15 - Kelas 2 (Concrete Pad dan Chimney) | tower | 0
4.103 | Type DD + 15 - Kelas 2W (Concrete Pad dan Chimney) | tower | 0
4.104 | Type DD + 15 - Kelas 3 (Concrete Pad dan Chimney) | tower | 0
4.105 | Type DD + 15 - Kelas 3W (Concrete Pad dan Chimney) | tower | 0
4.106 | Type DD + 15 - Kelas 6 (Concrete Pile) 6 m 4 Pile | tower | 0
4.107 | Type DD + 15 - Kelas 6 (Concrete Pile) 7 m 4 Pile | tower | 0
4.108 | Type DD + 15 - Kelas 6 (Concrete Pile) 8 m 4 Pile | tower | 0
4.109 | Type DD + 15 - Kelas 6 (Concrete Pile) 9 m 4 Pile | tower | 0
4.110 | Type DD + 15 - Kelas 6 (Concrete Pile) 10 m 4 Pile | tower | 0
4.111 | Type DD + 15 - Kelas 6 (Concrete Pile) 11 m 4 Pile | tower | 0
4.112 | Type DD + 15 - Kelas 6 (Concrete Pile) 12 m 4 Pile | tower | 0
4.113 | Type DD + 15 - Kelas 6 (Concrete Pile) 13 m 4 Pile | tower | 0
4.114 | Type DD + 15 - Kelas 6 (Concrete Pile) 14 m 4 Pile | tower | 0
4.115 | Type DD + 15 - Kelas 6 (Concrete Pile) 15 m 4 Pile | tower | 0
4.116 | Type DD + 15 - Kelas 6 (Concrete Pile) 16 m 4 Pile | tower | 0
4.117 | Type DD + 15 - Kelas 6 (Concrete Pile) 17 m 4 Pile | tower | 0
4.118 | Type DD + 15 - Kelas 6 (Concrete Pile) 18 m 4 Pile | tower | 0
4.119 | Type DD + 15 - Kelas 6 (Concrete Pile) 19 m 4 Pile | tower | 0
4.120 | Type DD + 15 - Kelas 6 (Concrete Pile) 20 m 4 Pile | tower | 0
5 | Pondasi Tower Transmisi 150 KV - Type DDR
5.1 | Type DDR + 0 - Kelas 1 (Concrete Pad dan Chimney) | tower | 0
5.2 | Type DDR + 0 - Kelas 2 (Concrete Pad dan Chimney) | tower | 0
5.3 | Type DDR + 0 - Kelas 2W (Concrete Pad dan Chimney) | tower | 0
5.4 | Type DDR + 0 - Kelas 3 (Concrete Pad dan Chimney) | tower | 0
5.5 | Type DDR + 0 - Kelas 3W (Concrete Pad dan Chimney) | tower | 0
5.6 | Type DDR + 0 - Kelas 6 (Concrete Pile) 6 m 4 Pile | tower | 0
5.7 | Type DDR + 0 - Kelas 6 (Concrete Pile) 7 m 4 Pile | tower | 0
5.8 | Type DDR + 0 - Kelas 6 (Concrete Pile) 8 m 4 Pile | tower | 0
5.9 | Type DDR + 0 - Kelas 6 (Concrete Pile) 9 m 4 Pile | tower | 0
5.10 | Type DDR + 0 - Kelas 6 (Concrete Pile) 10 m 4 Pile | tower | 0
5.11 | Type DDR + 0 - Kelas 6 (Concrete Pile) 11 m 4 Pile | tower | 0
5.12 | Type DDR + 0 - Kelas 6 (Concrete Pile) 12 m 4 Pile | tower | 0
5.13 | Type DDR + 0 - Kelas 6 (Concrete Pile) 13 m 4 Pile | tower | 0
5.14 | Type DDR + 0 - Kelas 6 (Concrete Pile) 14 m 4 Pile | tower | 0
5.15 | Type DDR + 0 - Kelas 6 (Concrete Pile) 15 m 4 Pile | tower | 0
5.16 | Type DDR + 0 - Kelas 6 (Concrete Pile) 16 m 4 Pile | tower | 0
5.17 | Type DDR + 0 - Kelas 6 (Concrete Pile) 17 m 4 Pile | tower | 0
5.18 | Type DDR + 0 - Kelas 6 (Concrete Pile) 18 m 4 Pile | tower | 0
5.19 | Type DDR + 0 - Kelas 6 (Concrete Pile) 19 m 4 Pile | tower | 0
5.20 | Type DDR + 0 - Kelas 6 (Concrete Pile) 20 m 4 Pile | tower | 0
5.21 | Type DDR + 3 - Kelas 1 (Concrete Pad dan Chimney) | tower | 0
5.22 | Type DDR + 3 - Kelas 2 (Concrete Pad dan Chimney) | tower | 0
5.23 | Type DDR + 3 - Kelas 2W (Concrete Pad dan Chimney) | tower | 0
5.24 | Type DDR + 3 - Kelas 3 (Concrete Pad dan Chimney) | tower | 1 | 626817371.5863 | 626817371.5863 | 626817371.5863 | 626817371.5863
5.25 | Type DDR + 3 - Kelas 3W (Concrete Pad dan Chimney) | tower | 0
5.26 | Type DDR + 3 - Kelas 6 (Concrete Pile) 6 m 4 Pile | tower | 0
5.27 | Type DDR + 3 - Kelas 6 (Concrete Pile) 7 m 4 Pile | tower | 0
5.28 | Type DDR + 3 - Kelas 6 (Concrete Pile) 8 m 4 Pile | tower | 0
5.29 | Type DDR + 3 - Kelas 6 (Concrete Pile) 9 m 4 Pile | tower | 0
5.30 | Type DDR + 3 - Kelas 6 (Concrete Pile) 10 m 4 Pile | tower | 0
5.31 | Type DDR + 3 - Kelas 6 (Concrete Pile) 11 m 4 Pile | tower | 0
5.32 | Type DDR + 3 - Kelas 6 (Concrete Pile) 12 m 4 Pile | tower | 0
5.33 | Type DDR + 3 - Kelas 6 (Concrete Pile) 13 m 4 Pile | tower | 0
5.34 | Type DDR + 3 - Kelas 6 (Concrete Pile) 14 m 4 Pile | tower | 0
5.35 | Type DDR + 3 - Kelas 6 (Concrete Pile) 15 m 4 Pile | tower | 0
5.36 | Type DDR + 3 - Kelas 6 (Concrete Pile) 16 m 4 Pile | tower | 0
5.37 | Type DDR + 3 - Kelas 6 (Concrete Pile) 17 m 4 Pile | tower | 0
5.38 | Type DDR + 3 - Kelas 6 (Concrete Pile) 18 m 4 Pile | tower | 0
5.39 | Type DDR + 3 - Kelas 6 (Concrete Pile) 19 m 4 Pile | tower | 0
5.40 | Type DDR + 3 - Kelas 6 (Concrete Pile) 20 m 4 Pile | tower | 0
5.41 | Type DDR + 6 - Kelas 1 (Concrete Pad dan Chimney) | tower | 0
5.42 | Type DDR + 6 - Kelas 2 (Concrete Pad dan Chimney) | tower | 0
5.43 | Type DDR + 6 - Kelas 2W (Concrete Pad dan Chimney) | tower | 0
5.44 | Type DDR + 6 - Kelas 3 (Concrete Pad dan Chimney) | tower | 0
5.45 | Type DDR + 6 - Kelas 3W (Concrete Pad dan Chimney) | tower | 0
5.46 | Type DDR + 6 - Kelas 6 (Concrete Pile) 6 m 4 Pile | tower | 0
5.47 | Type DDR + 6 - Kelas 6 (Concrete Pile) 7 m 4 Pile | tower | 0
5.48 | Type DDR + 6 - Kelas 6 (Concrete Pile) 8 m 4 Pile | tower | 0
5.49 | Type DDR + 6 - Kelas 6 (Concrete Pile) 9 m 4 Pile | tower | 0
5.50 | Type DDR + 6 - Kelas 6 (Concrete Pile) 10 m 4 Pile | tower | 0
5.51 | Type DDR + 6 - Kelas 6 (Concrete Pile) 11 m 4 Pile | tower | 0
5.52 | Type DDR + 6 - Kelas 6 (Concrete Pile) 12 m 4 Pile | tower | 0
5.53 | Type DDR + 6 - Kelas 6 (Concrete Pile) 13 m 4 Pile | tower | 0
5.54 | Type DDR + 6 - Kelas 6 (Concrete Pile) 14 m 4 Pile | tower | 0
5.55 | Type DDR + 6 - Kelas 6 (Concrete Pile) 15 m 4 Pile | tower | 0
5.56 | Type DDR + 6 - Kelas 6 (Concrete Pile) 16 m 4 Pile | tower | 0
5.57 | Type DDR + 6 - Kelas 6 (Concrete Pile) 17 m 4 Pile | tower | 0
5.58 | Type DDR + 6 - Kelas 6 (Concrete Pile) 18 m 4 Pile | tower | 0
5.59 | Type DDR + 6 - Kelas 6 (Concrete Pile) 19 m 4 Pile | tower | 0
5.60 | Type DDR + 6 - Kelas 6 (Concrete Pile) 20 m 4 Pile | tower | 0
5.61 | Type DDR + 9 - Kelas 1 (Concrete Pad dan Chimney) | tower | 0
5.62 | Type DDR + 9 - Kelas 2 (Concrete Pad dan Chimney) | tower | 0
5.63 | Type DDR + 9 - Kelas 2W (Concrete Pad dan Chimney) | tower | 0
5.64 | Type DDR + 9 - Kelas 3 (Concrete Pad dan Chimney) | tower | 0
5.65 | Type DDR + 9 - Kelas 3W (Concrete Pad dan Chimney) | tower | 0
5.66 | Type DDR + 9 - Kelas 6 (Concrete Pile) 6 m 4 Pile | tower | 0
5.67 | Type DDR + 9 - Kelas 6 (Concrete Pile) 7 m 4 Pile | tower | 0
5.68 | Type DDR + 9 - Kelas 6 (Concrete Pile) 8 m 4 Pile | tower | 0
5.69 | Type DDR + 9 - Kelas 6 (Concrete Pile) 9 m 4 Pile | tower | 0
5.70 | Type DDR + 9 - Kelas 6 (Concrete Pile) 10 m 4 Pile | tower | 0
5.71 | Type DDR + 9 - Kelas 6 (Concrete Pile) 11 m 4 Pile | tower | 0
5.72 | Type DDR + 9 - Kelas 6 (Concrete Pile) 12 m 4 Pile | tower | 0
5.73 | Type DDR + 9 - Kelas 6 (Concrete Pile) 13 m 4 Pile | tower | 0
5.74 | Type DDR + 9 - Kelas 6 (Concrete Pile) 14 m 4 Pile | tower | 0
5.75 | Type DDR + 9 - Kelas 6 (Concrete Pile) 15 m 4 Pile | tower | 0
5.76 | Type DDR + 9 - Kelas 6 (Concrete Pile) 16 m 4 Pile | tower | 0
5.77 | Type DDR + 9 - Kelas 6 (Concrete Pile) 17 m 4 Pile | tower | 0
5.78 | Type DDR + 9 - Kelas 6 (Concrete Pile) 18 m 4 Pile | tower | 0
5.79 | Type DDR + 9 - Kelas 6 (Concrete Pile) 19 m 4 Pile | tower | 0
5.80 | Type DDR + 9 - Kelas 6 (Concrete Pile) 20 m 4 Pile | tower | 0
5.81 | Type DDR + 12 - Kelas 1 (Concrete Pad dan Chimney) | tower | 0
5.82 | Type DDR + 12 - Kelas 2 (Concrete Pad dan Chimney) | tower | 0
5.83 | Type DDR + 12 - Kelas 2W (Concrete Pad dan Chimney) | tower | 0
5.84 | Type DDR + 12 - Kelas 3 (Concrete Pad dan Chimney) | tower | 0
5.85 | Type DDR + 12 - Kelas 3W (Concrete Pad dan Chimney) | tower | 0
5.86 | Type DDR + 12 - Kelas 6 (Concrete Pile) 6 m 4 Pile | tower | 0
5.87 | Type DDR + 12 - Kelas 6 (Concrete Pile) 7 m 4 Pile | tower | 0
5.88 | Type DDR + 12 - Kelas 6 (Concrete Pile) 8 m 4 Pile | tower | 0
5.89 | Type DDR + 12 - Kelas 6 (Concrete Pile) 9 m 4 Pile | tower | 0
5.90 | Type DDR + 12 - Kelas 6 (Concrete Pile) 10 m 4 Pile | tower | 0
5.91 | Type DDR + 12 - Kelas 6 (Concrete Pile) 11 m 4 Pile | tower | 0
5.92 | Type DDR + 12 - Kelas 6 (Concrete Pile) 12 m 4 Pile | tower | 0
5.93 | Type DDR + 12 - Kelas 6 (Concrete Pile) 13 m 4 Pile | tower | 0
5.94 | Type DDR + 12 - Kelas 6 (Concrete Pile) 14 m 4 Pile | tower | 0
5.95 | Type DDR + 12 - Kelas 6 (Concrete Pile) 15 m 4 Pile | tower | 0
5.96 | Type DDR + 12 - Kelas 6 (Concrete Pile) 16 m 4 Pile | tower | 0
5.97 | Type DDR + 12 - Kelas 6 (Concrete Pile) 17 m 4 Pile | tower | 0
5.98 | Type DDR + 12 - Kelas 6 (Concrete Pile) 18 m 4 Pile | tower | 0
5.99 | Type DDR + 12 - Kelas 6 (Concrete Pile) 19 m 4 Pile | tower | 0
5.100 | Type DDR + 12 - Kelas 6 (Concrete Pile) 20 m 4 Pile | tower | 0
5.101 | Type DDR + 15 - Kelas 1 (Concrete Pad dan Chimney) | tower | 0
5.102 | Type DDR + 15 - Kelas 2 (Concrete Pad dan Chimney) | tower | 0
5.103 | Type DDR + 15 - Kelas 2W (Concrete Pad dan Chimney) | tower | 0
5.104 | Type DDR + 15 - Kelas 3 (Concrete Pad dan Chimney) | tower | 0
5.105 | Type DDR + 15 - Kelas 3W (Concrete Pad dan Chimney) | tower | 0
5.106 | Type DDR + 15 - Kelas 6 (Concrete Pile) 6 m 4 Pile | tower | 0
5.107 | Type DDR + 15 - Kelas 6 (Concrete Pile) 7 m 4 Pile | tower | 0
5.108 | Type DDR + 15 - Kelas 6 (Concrete Pile) 8 m 4 Pile | tower | 0
5.109 | Type DDR + 15 - Kelas 6 (Concrete Pile) 9 m 4 Pile | tower | 0
5.110 | Type DDR + 15 - Kelas 6 (Concrete Pile) 10 m 4 Pile | tower | 0
5.111 | Type DDR + 15 - Kelas 6 (Concrete Pile) 11 m 4 Pile | tower | 0
5.112 | Type DDR + 15 - Kelas 6 (Concrete Pile) 12 m 4 Pile | tower | 0
5.113 | Type DDR + 15 - Kelas 6 (Concrete Pile) 13 m 4 Pile | tower | 0
5.114 | Type DDR + 15 - Kelas 6 (Concrete Pile) 14 m 4 Pile | tower | 0
5.115 | Type DDR + 15 - Kelas 6 (Concrete Pile) 15 m 4 Pile | tower | 0
5.116 | Type DDR + 15 - Kelas 6 (Concrete Pile) 16 m 4 Pile | tower | 0
5.117 | Type DDR + 15 - Kelas 6 (Concrete Pile) 17 m 4 Pile | tower | 0
5.118 | Type DDR + 15 - Kelas 6 (Concrete Pile) 18 m 4 Pile | tower | 0
5.119 | Type DDR + 15 - Kelas 6 (Concrete Pile) 19 m 4 Pile | tower | 0
5.120 | Type DDR + 15 - Kelas 6 (Concrete Pile) 20 m 4 Pile | tower | 0
SUB - TOTAL D. II PEKERJAAN PONDASI |  |  |  |  | 31646122901.8929 |  | 31646122901.8929

## Pondasi 4 Pile
DAFTAR KUANTITAS DAN HARGA PONDASI TOWER T/L 150 kV
DAFTAR KUANTITAS DAN HARGA PEKERJAAN PERSIAPAN
|  |  |  | HARGA | JUMLAH
NO | URAIAN PEKERJAAN | SATUAN | VOLUME | SATUAN | HARGA
|  |  |  | ( Rp.) | ( Rp.)
1 | Mobilisasi dan Demobilisasi Peralatan | Ls | 1 | 80000000 | 80000000
2 | Re-Check Survey | m' | 33610.84 | 10000 | 336108400
3 | Rechek Soil Investigasi di titik awal | titik | 0 | 3025000 | 0
4 | Tambahan Titik Sondir pada titik berikutnya | titik | 0 | 3025000 | 0
5 | Pembuatan Jalan Kerja | Ls | 1 | 33650974.8442 | 33650974.8442
6 | Pembersihan Lokasi | tower | 122 | 1687950 | 205929900
7 | Pengukuran dan Bouwplank | tower | 122 | 3807612.16 | 464528683.52
1120217958.3642
DAFTAR KUANTITAS DAN HARGA PEKERJAAN PONDASI TOWER | [7 empty] | DAFTAR KUANTITAS DAN HARGA PEKERJAAN PONDASI TOWER | [7 empty] | DAFTAR KUANTITAS DAN HARGA PEKERJAAN PONDASI TOWER | [7 empty] | DAFTAR KUANTITAS DAN HARGA PEKERJAAN PONDASI TOWER
Type Tower : AA | [7 empty] | Type Tower : Bb | [7 empty] | Type Tower : Cc | [7 empty] | Type Tower : Dd /DDR
|  |  |  | HARGA | JUMLAH | [6 empty] | HARGA | JUMLAH | [6 empty] | HARGA | JUMLAH | [6 empty] | HARGA | JUMLAH
NO | URAIAN PEKERJAAN | SATUAN | VOLUME | SATUAN | HARGA |  |  | NO | URAIAN PEKERJAAN | SATUAN | VOLUME | SATUAN | HARGA |  |  | NO | URAIAN PEKERJAAN | SATUAN | VOLUME | SATUAN | HARGA |  |  | NO | URAIAN PEKERJAAN | SATUAN | VOLUME | SATUAN | HARGA
|  |  |  | ( Rp.) | ( Rp.) | [6 empty] | ( Rp.) | ( Rp.) | [6 empty] | ( Rp.) | ( Rp.) | [6 empty] | ( Rp.) | ( Rp.)
| PONDASI: Class 1 - Concrete Pad and Chimney | [7 empty] | PONDASI: Class 1 - Concrete Pad and Chimney | [7 empty] | PONDASI: Class 1 - Concrete Pad and Chimney | [7 empty] | PONDASI: Class 1 - Concrete Pad and Chimney
1 | Pekerjaan Tanah | [6 empty] | 1 | Pekerjaan Tanah | [6 empty] | 1 | Pekerjaan Tanah | [6 empty] | 1 | Pekerjaan Tanah
a | Galian tanah | m³ | 112.731 | 102390.75 | 11542611.6383 |  |  | a | Galian tanah | m³ | 217.35 | 102390.75 | 22254629.5125 |  |  | a | Galian tanah | m³ | 289.775 | 102390.75 | 29670279.5813 |  |  | a | Galian tanah | m³ | 397.5 | 102390.75 | 40700323.125
b | Urugan kembali | m³ | 89.4638 | 62462.95 | 5588175.4727 |  |  | b | Urugan kembali | m³ | 172.2028 | 62462.95 | 10756293.5793 |  |  | b | Urugan kembali | m³ | 228.6673 | 62462.95 | 14283234.5075 |  |  | b | Urugan kembali | m³ | 322.2456 | 62462.95 | 20128412.5172
0
2 | Pekerjaan Beton |  |  |  |  | BJ |  | 2 | Pekerjaan Beton |  |  |  | 0 | BJ |  | 2 | Pekerjaan Beton |  |  |  |  | BJ |  | 2 | Pekerjaan Beton |  |  |  |  | BJ
a | Urugan pasir, t = 10 cm | m³ | 3.844 | 404738.95 | 1555816.5238 | 1400 | 5381.6 | a | Urugan pasir, t = 10 cm | m³ | 6.724 | 404738.95 | 2721464.6998 | 1400 | 9413.6 | a | Urugan pasir, t = 10 cm | m³ | 8.464 | 404738.95 | 3425710.4728 | 1400 | 11849.6 | a | Urugan pasir, t = 10 cm | m³ | 10 | 404738.95 | 4047389.5 | 1400 | 14000
b | Beton 1 : 3 : 5, leveling ( t = 5 cm ) | m³ | 1.922 | 710224.7079 | 1365051.8887 | 2200 | 4228.4 | b | Beton 1 : 3 : 5, leveling ( t = 5 cm ) | m³ | 3.362 | 710224.7079 | 2387775.4681 | 2200 | 7396.4 | b | Beton 1 : 3 : 5, leveling ( t = 5 cm ) | m³ | 4.232 | 710224.7079 | 3005670.964 | 2200 | 9310.4 | b | Beton 1 : 3 : 5, leveling ( t = 5 cm ) | m³ | 5 | 710224.7079 | 3551123.5397 | 2200 | 11000
c | Beton K 225, pondasi tower | m³ | 18.0072 | 1115864.6138 | 20093562.6851 | 2400 | 43217.2056 | c | Beton K 225, pondasi tower | m³ | 35.6735 | 1115864.6138 | 39806789.5043 | 2400 | 85616.3854 | c | Beton K 225, pondasi tower | m³ | 49.1403 | 1115864.6138 | 54833976.9548 | 2400 | 117936.8385 | c | Beton K 225, pondasi tower | m³ | 61.1158 | 1115864.6138 | 68196933.8463 | 2400 | 146677.8668
d | Besi beton | kg | 1684.6 | 19478.0394 | 32812705.089 | 1 | 1684.6 | d | Besi beton | kg | 3014.16 | 19478.0394 | 58709927.0872 | 1 | 3014.16 | d | Besi beton | kg | 4085.2 | 19478.0394 | 79571686.3526 | 1 | 4085.2 | d | Besi beton | kg | 7140.16 | 19478.0394 | 139076317.4453 | 1 | 7140.16
e | Cetakan | m² | 40.64 | 145812.67 | 5925826.9088 | 40 | 1625.6 | e | Cetakan | m² | 58.4 | 145812.67 | 8515459.928 | 40 | 2336 | e | Cetakan | m² | 69.84 | 145812.67 | 10183556.8728 | 40 | 2793.6 | e | Cetakan | m² | 80.92 | 145812.67 | 11799161.2564 | 40 | 3236.8
f | Pre-cast block ukuran 20 x 20 x 10 (cm) | bh | 4 | 100000 | 400000 | 2.5 | 10 | f | Pre-cast block ukuran 20 x 20 x 10 (cm) | bh | 4 | 100000 | 400000 | 2.5 | 10 | f | Pre-cast block ukuran 20 x 20 x 10 (cm) | bh | 4 | 100000 | 400000 | 2.5 | 10 | f | Pre-cast block ukuran 20 x 20 x 10 (cm) | bh | 4 | 100000 | 400000 | 2.5 | 10
[7 empty] | 56147.4056 | [5 empty] | 0 |  | 107786.5454 | [7 empty] | 145985.6385 | [7 empty] | 182064.8268
3 | Pekerjaan Lain-lain | [6 empty] | 3 | Pekerjaan Lain-lain |  |  |  | 0 |  |  | 3 | Pekerjaan Lain-lain | [6 empty] | 3 | Pekerjaan Lain-lain
a | Pembuatan dan Pemasangan Patok Beton Batas Tanah | bh | 4 | 181849.04 | 727396.16 |  |  | a | Pembuatan dan Pemasangan Patok Beton Batas Tanah | bh | 4 | 181849.04 | 727396.16 |  |  | a | Pembuatan dan Pemasangan Patok Beton Batas Tanah | bh | 4 | 181849.04 | 727396.16 |  |  | a | Pembuatan dan Pemasangan Patok Beton Batas Tanah | bh | 4 | 181849.04 | 727396.16
b | Transport Material Pondasi ke Lokasi Tower | kg | 56147.4056 | 462.77 | 25983334.8926 |  |  | b | Transport Material Pondasi ke Lokasi Tower | kg | 107786.5454 | 462.77 | 49880379.6065 |  |  | b | Transport Material Pondasi ke Lokasi Tower | kg | 145985.6385 | 462.77 | 67557773.9057 |  |  | b | Transport Material Pondasi ke Lokasi Tower | kg | 182064.8268 | 462.77 | 84254139.9148
c | Tes Kubus Beton (15x15x15) cm³ | bh | 4 | 387825 | 1551300 |  |  | c | Tes Kubus Beton (15x15x15) cm³ | bh | 4 | 387825 | 1551300 |  |  | c | Tes Kubus Beton (15x15x15) cm³ | bh | 4 | 387825 | 1551300 |  |  | c | Tes Kubus Beton (15x15x15) cm³ | bh | 4 | 387825 | 1551300
d | Penyetelan stub (besi kaki) tower | kg | 251.56 | 2255.2191 | 567322.91 |  |  | d | Penyetelan stub (besi kaki) tower | kg | 399.36 | 2255.2191 | 900644.289 |  |  | d | Penyetelan stub (besi kaki) tower | kg | 519.12 | 2255.2191 | 1170729.3252 |  |  | d | Penyetelan stub (besi kaki) tower | kg | 671.96 | 2255.2191 | 1515417.0083
e | Pemasangan grounding dan perlengkapannya | set | 1 | 855127 | 855127 |  |  | e | Pemasangan grounding dan perlengkapannya | set | 1 | 855127 | 855127 |  |  | e | Pemasangan grounding dan perlengkapannya | set | 1 | 855127 | 855127 |  |  | e | Pemasangan grounding dan perlengkapannya | set | 1 | 855127 | 855127
f | Pengujian grounding dan perlengkapannya | set | 1 | 674025 | 674025 |  |  | f | Pengujian grounding dan perlengkapannya | set | 1 | 674025 | 674025 |  |  | f | Pengujian grounding dan perlengkapannya | set | 1 | 674025 | 674025 |  |  | f | Pengujian grounding dan perlengkapannya | set | 1 | 674025 | 674025
| TOTAL PONDASI CLASS 1 |  |  |  | 109642256.1689 |  |  |  | TOTAL PONDASI CLASS 1 |  |  |  | 200141211.8347 |  |  |  | TOTAL PONDASI CLASS 1 |  |  |  | 267910467.0966 |  |  |  | TOTAL PONDASI CLASS 1 |  |  |  | 377477066.313
Type Tower : AA | [7 empty] | Type Tower : Bb | [7 empty] | Type Tower : Cc | [7 empty] | Type Tower : Dd/DDR
| PONDASI: Class 2 - Concrete Pad and Chimney | [7 empty] | PONDASI: Class 2 - Concrete Pad and Chimney | [7 empty] | PONDASI: Class 2 - Concrete Pad and Chimney | [7 empty] | PONDASI: Class 2 - Concrete Pad and Chimney
1 | Pekerjaan Tanah | [6 empty] | 1 | Pekerjaan Tanah | [6 empty] | 1 | Pekerjaan Tanah | [6 empty] | 1 | Pekerjaan Tanah
a | Galian tanah | m³ | 131.075 | 102390.75 | 13420867.5563 |  |  | a | Galian tanah | m³ | 246.525 | 102390.75 | 25241879.6438 |  |  | a | Galian tanah | m³ | 321.111 | 102390.75 | 32878796.1233 |  |  | a | Galian tanah | m³ | 460.341 | 102390.75 | 47134660.2458
b | Urugan kembali | m³ | 102.2023 | 62462.95 | 6383854.4827 |  |  | b | Urugan kembali | m³ | 191.1812 | 62462.95 | 11941739.2921 |  |  | b | Urugan kembali | m³ | 249.7188 | 62462.95 | 15598171.9365 |  |  | b | Urugan kembali | m³ | 358.6523 | 62462.95 | 22402483.7979
|  |  |  | 0 | [8 empty] | 0
2 | Pekerjaan Beton |  |  | 0 |  | BJ |  | 2 | Pekerjaan Beton |  |  |  | 0 | BJ |  | 2 | Pekerjaan Beton |  |  |  |  | BJ |  | 2 | Pekerjaan Beton |  |  |  |  | BJ
a | Urugan pasir, t = 10 cm | m³ | 4.9 | 404738.95 | 1983220.855 | 1400 | 6860 | a | Urugan pasir, t = 10 cm | m³ | 8.1 | 404738.95 | 3278385.495 | 1400 | 11340 | a | Urugan pasir, t = 10 cm | m³ | 10 | 404738.95 | 4047389.5 | 1400 | 14000 | a | Urugan pasir, t = 10 cm | m³ | 13.924 | 404738.95 | 5635585.1398 | 1400 | 19493.6
b | Beton 1 : 3 : 5, leveling ( t = 5 cm ) | m³ | 2.45 | 710224.7079 | 1740050.5344 | 2200 | 5390 | b | Beton 1 : 3 : 5, leveling ( t = 5 cm ) | m³ | 4.05 | 710224.7079 | 2876410.0671 | 2200 | 8910 | b | Beton 1 : 3 : 5, leveling ( t = 5 cm ) | m³ | 5 | 710224.7079 | 3551123.5397 | 2200 | 11000 | b | Beton 1 : 3 : 5, leveling ( t = 5 cm ) | m³ | 6.962 | 710224.7079 | 4944584.4167 | 2200 | 15316.4
c | Beton K 225, pondasi tower | m³ | 22.0288 | 1115864.6138 | 24581106.5285 | 2400 | 52869.0084 | c | Beton K 225, pondasi tower | m³ | 43.8061 | 1115864.6138 | 48881690.3815 | 2400 | 105134.6691 | c | Beton K 225, pondasi tower | m³ | 57.1209 | 1115864.6138 | 63739158.8521 | 2400 | 137090.0908 | c | Beton K 225, pondasi tower | m³ | 81.6641 | 1115864.6138 | 91126029.6984 | 2400 | 195993.7331
d | Besi beton | kg | 2334.36 | 19478.0394 | 45468755.9371 | 1 | 2334.36 | d | Besi beton | kg | 5017.64 | 19478.0394 | 97733789.3641 | 1 | 5017.64 | d | Besi beton | kg | 6281.64 | 19478.0394 | 122354031.1025 | 1 | 6281.64 | d | Besi beton | kg | 9517.12 | 19478.0394 | 185374837.8587 | 1 | 9517.12
e | Cetakan | m² | 41.6 | 145812.67 | 6065807.072 | 40 | 1664 | e | Cetakan | m² | 59.76 | 145812.67 | 8713765.1592 | 40 | 2390.4 | e | Cetakan | m² | 71.44 | 145812.67 | 10416857.1448 | 40 | 2857.6 | e | Cetakan | m² | 82.6 | 145812.67 | 12044126.542 | 40 | 3304
f | Pre-cast block ukuran 20 x 20 x 10 (cm) | bh | 4 | 100000 | 400000 | 2.5 | 10 | f | Pre-cast block ukuran 20 x 20 x 10 (cm) | bh | 4 | 100000 | 400000 | 2.5 | 10 | f | Pre-cast block ukuran 20 x 20 x 10 (cm) | bh | 4 | 100000 | 400000 | 2.5 | 10 | f | Pre-cast block ukuran 20 x 20 x 10 (cm) | bh | 4 | 100000 | 400000 | 2.5 | 10
|  |  |  | 0 |  |  | 69127.3684 | [5 empty] | 0 |  | 132802.7091 | [7 empty] | 171239.3308 | [7 empty] | 243634.8531
3 | Pekerjaan Lain-lain |  |  | 0 |  |  |  | 3 | Pekerjaan Lain-lain |  |  |  | 0 |  |  | 3 | Pekerjaan Lain-lain | [6 empty] | 3 | Pekerjaan Lain-lain
a | Pembuatan dan Pemasangan Patok Beton Batas Tanah | bh | 4 | 181849.04 | 727396.16 |  |  | a | Pembuatan dan Pemasangan Patok Beton Batas Tanah | bh | 4 | 181849.04 | 727396.16 |  |  | a | Pembuatan dan Pemasangan Patok Beton Batas Tanah | bh | 4 | 181849.04 | 727396.16 |  |  | a | Pembuatan dan Pemasangan Patok Beton Batas Tanah | bh | 4 | 181849.04 | 727396.16
b | Transport Material Pondasi ke Lokasi Tower | kg | 69127.3684 | 462.77 | 31990072.2859 |  |  | b | Transport Material Pondasi ke Lokasi Tower | kg | 132802.7091 | 462.77 | 61457109.6828 |  |  | b | Transport Material Pondasi ke Lokasi Tower | kg | 171239.3308 | 462.77 | 79244425.1215 |  |  | b | Transport Material Pondasi ke Lokasi Tower | kg | 243634.8531 | 462.77 | 112746900.9614
c | Tes Kubus Beton (15x15x15) cm³ | bh | 4 | 387825 | 1551300 |  |  | c | Tes Kubus Beton (15x15x15) cm³ | bh | 4 | 387825 | 1551300 |  |  | c | Tes Kubus Beton (15x15x15) cm³ | bh | 4 | 387825 | 1551300 |  |  | c | Tes Kubus Beton (15x15x15) cm³ | bh | 4 | 387825 | 1551300
d | Penyetelan stub (besi kaki) tower | kg | 251.56 | 2255.2191 | 567322.91 |  |  | d | Penyetelan stub (besi kaki) tower | kg | 399.36 | 2255.2191 | 900644.289 |  |  | d | Penyetelan stub (besi kaki) tower | kg | 519.12 | 2255.2191 | 1170729.3252 |  |  | d | Penyetelan stub (besi kaki) tower | kg | 671.96 | 2255.2191 | 1515417.0083
e | Pemasangan grounding dan perlengkapannya | set | 1 | 855127 | 855127 |  |  | e | Pemasangan grounding dan perlengkapannya | set | 1 | 855127 | 855127 |  |  | e | Pemasangan grounding dan perlengkapannya | set | 1 | 855127 | 855127 |  |  | e | Pemasangan grounding dan perlengkapannya | set | 1 | 855127 | 855127
f | Pengujian grounding dan perlengkapannya | set | 1 | 674025 | 674025 |  |  | f | Pengujian grounding dan perlengkapannya | set | 1 | 674025 | 674025 |  |  | f | Pengujian grounding dan perlengkapannya | set | 1 | 674025 | 674025 |  |  | f | Pengujian grounding dan perlengkapannya | set | 1 | 674025 | 674025
| TOTAL PONDASI CLASS 2 |  |  |  | 136408906.3218 |  |  |  | TOTAL PONDASI CLASS 2 |  |  |  | 265233261.5347 |  |  |  | TOTAL PONDASI CLASS 2 |  |  |  | 337208530.8056 |  |  |  | TOTAL PONDASI CLASS 2 |  |  |  | 487132473.8289
Type Tower : AA | [7 empty] | Type Tower : Bb | [7 empty] | Type Tower : Cc | [7 empty] | Type Tower : Dd/DDR
| PONDASI: Class 2W - Concrete Pad and Chimney | [7 empty] | PONDASI: Class 2W - Concrete Pad and Chimney | [7 empty] | PONDASI: Class 2W - Concrete Pad and Chimney | [7 empty] | PONDASI: Class 2W - Concrete Pad and Chimney
1 | Pekerjaan Tanah | [6 empty] | 1 | Pekerjaan Tanah | [6 empty] | 1 | Pekerjaan Tanah | [6 empty] | 1 | Pekerjaan Tanah
a | Galian tanah | m³ | 187.359 | 102390.75 | 19183828.5293 |  |  | a | Galian tanah | m³ | 376.3 | 102390.75 | 38529639.225 |  |  | a | Galian tanah | m³ | 338.181 | 102390.75 | 34626606.2258 |  |  | a | Galian tanah | m³ | 536.05 | 102390.75 | 54886561.5375
b | Urugan kembali | m³ | 151.5695 | 62462.95 | 9467475.5913 |  |  | b | Urugan kembali | m³ | 307.749 | 62462.95 | 19222910.1927 |  |  | b | Urugan kembali | m³ | 255.754 | 62462.95 | 15975148.9115 |  |  | b | Urugan kembali | m³ | 430.3402 | 62462.95 | 26880320.2454
|  |  |  | 0 | [8 empty] | 0
2 | Pekerjaan Beton |  |  | 0 |  | BJ |  | 2 | Pekerjaan Beton |  |  |  | 0 | BJ |  | 2 | Pekerjaan Beton |  |  |  |  | BJ |  | 2 | Pekerjaan Beton |  |  |  |  | BJ
a | Urugan pasir, t = 10 cm | m³ | 6.084 | 404738.95 | 2462431.7718 | 1400 | 8517.6 | a | Urugan pasir, t = 10 cm | m³ | 10 | 404738.95 | 4047389.5 | 1400 | 14000 | a | Urugan pasir, t = 10 cm | m³ | 11.664 | 404738.95 | 4720875.1128 | 1400 | 16329.6 | a | Urugan pasir, t = 10 cm | m³ | 14.4 | 404738.95 | 5828240.88 | 1400 | 20160
b | Beton 1 : 3 : 5, leveling ( t = 5 cm ) | m³ | 3.042 | 710224.7079 | 2160503.5615 | 2200 | 6692.4 | b | Beton 1 : 3 : 5, leveling ( t = 5 cm ) | m³ | 5 | 710224.7079 | 3551123.5397 | 2200 | 11000 | b | Beton 1 : 3 : 5, leveling ( t = 5 cm ) | m³ | 5.832 | 710224.7079 | 4142030.4967 | 2200 | 12830.4 | b | Beton 1 : 3 : 5, leveling ( t = 5 cm ) | m³ | 7.2 | 710224.7079 | 5113617.8971 | 2200 | 15840
c | Beton K 225, pondasi tower | m³ | 27.1696 | 1115864.6138 | 30317540.4172 | 2400 | 65206.9221 | c | Beton K 225, pondasi tower | m³ | 54.1633 | 1115864.6138 | 60438883.388 | 2400 | 129991.8631 | c | Beton K 225, pondasi tower | m³ | 65.6597 | 1115864.6138 | 73267293.2704 | 2400 | 157583.1886 | c | Beton K 225, pondasi tower | m³ | 84.9712 | 1115864.6138 | 94816328.1753 | 2400 | 203930.8217
d | Besi beton | kg | 2809.44 | 19478.0394 | 54722382.8715 | 1 | 2809.44 | d | Besi beton | kg | 5965.48 | 19478.0394 | 116195854.1816 | 1 | 5965.48 | d | Besi beton | kg | 7075.4 | 19478.0394 | 137814919.617 | 1 | 7075.4 | d | Besi beton | kg | 9959.44 | 19478.0394 | 193990364.224 | 1 | 9959.44
e | Cetakan | m² | 47.36 | 145812.67 | 6905688.0512 | 40 | 1894.4 | e | Cetakan | m² | 69.92 | 145812.67 | 10195221.8864 | 40 | 2796.8 | e | Cetakan | m² | 72.08 | 145812.67 | 10510177.2536 | 40 | 2883.2 | e | Cetakan | m² | 87.64 | 145812.67 | 12779022.3988 | 40 | 3505.6
f | Pre-cast block ukuran 20 x 20 x 10 (cm) | bh | 4 | 100000 | 400000 | 2.5 | 10 | f | Pre-cast block ukuran 20 x 20 x 10 (cm) | bh | 4 | 100000 | 400000 | 2.5 | 10 | f | Pre-cast block ukuran 20 x 20 x 10 (cm) | bh | 4 | 100000 | 400000 | 2.5 | 10 | f | Pre-cast block ukuran 20 x 20 x 10 (cm) | bh | 4 | 100000 | 400000 | 2.5 | 10
|  |  |  | 0 |  |  | 85130.7621 | [5 empty] | 0 |  | 163764.1431 | [7 empty] | 196711.7886 | [7 empty] | 253405.8617
3 | Pekerjaan Lain-lain |  |  | 0 |  |  |  | 3 | Pekerjaan Lain-lain |  |  |  | 0 |  |  | 3 | Pekerjaan Lain-lain | [6 empty] | 3 | Pekerjaan Lain-lain
a | Pembuatan dan Pemasangan Patok Beton Batas Tanah | bh | 4 | 181849.04 | 727396.16 |  |  | a | Pembuatan dan Pemasangan Patok Beton Batas Tanah | bh | 4 | 181849.04 | 727396.16 |  |  | a | Pembuatan dan Pemasangan Patok Beton Batas Tanah | bh | 4 | 181849.04 | 727396.16 |  |  | a | Pembuatan dan Pemasangan Patok Beton Batas Tanah | bh | 4 | 181849.04 | 727396.16
b | Transport Material Pondasi ke Lokasi Tower | kg | 85130.7621 | 462.77 | 39395962.7996 |  |  | b | Transport Material Pondasi ke Lokasi Tower | kg | 163764.1431 | 462.77 | 75785132.5085 |  |  | b | Transport Material Pondasi ke Lokasi Tower | kg | 196711.7886 | 462.77 | 91032314.3934 |  |  | b | Transport Material Pondasi ke Lokasi Tower | kg | 253405.8617 | 462.77 | 117268630.6274
c | Tes Kubus Beton (15x15x15) cm³ | bh | 4 | 387825 | 1551300 |  |  | c | Tes Kubus Beton (15x15x15) cm³ | bh | 4 | 387825 | 1551300 |  |  | c | Tes Kubus Beton (15x15x15) cm³ | bh | 4 | 387825 | 1551300 |  |  | c | Tes Kubus Beton (15x15x15) cm³ | bh | 4 | 387825 | 1551300
d | Penyetelan stub (besi kaki) tower | kg | 251.56 | 2255.2191 | 567322.91 |  |  | d | Penyetelan stub (besi kaki) tower | kg | 399.36 | 2255.2191 | 900644.289 |  |  | d | Penyetelan stub (besi kaki) tower | kg | 519.12 | 2255.2191 | 1170729.3252 |  |  | d | Penyetelan stub (besi kaki) tower | kg | 671.96 | 2255.2191 | 1515417.0083
e | Pemasangan grounding dan perlengkapannya | set | 1 | 855127 | 855127 |  |  | e | Pemasangan grounding dan perlengkapannya | set | 1 | 855127 | 855127 |  |  | e | Pemasangan grounding dan perlengkapannya | set | 1 | 855127 | 855127 |  |  | e | Pemasangan grounding dan perlengkapannya | set | 1 | 855127 | 855127
f | Pengujian grounding dan perlengkapannya | set | 1 | 674025 | 674025 |  |  | f | Pengujian grounding dan perlengkapannya | set | 1 | 674025 | 674025 |  |  | f | Pengujian grounding dan perlengkapannya | set | 1 | 674025 | 674025 |  |  | f | Pengujian grounding dan perlengkapannya | set | 1 | 674025 | 674025
| TOTAL PONDASI CLASS 2W |  |  |  | 169390984.6633 |  |  |  | TOTAL PONDASI CLASS 2W |  |  |  | 333074646.8708 |  |  |  | TOTAL PONDASI CLASS 2W |  |  |  | 377467942.7663 |  |  |  | TOTAL PONDASI CLASS 2W |  |  |  | 517286351.1538
Type Tower : AA | [7 empty] | Type Tower : Bb | [7 empty] | Type Tower : Cc | [7 empty] | Type Tower : Dd/DDR
| PONDASI: Class 3 - Concrete Pad and Chimney | [7 empty] | PONDASI: Class 3 - Concrete Pad and Chimney | [7 empty] | PONDASI: Class 3 - Concrete Pad and Chimney | [7 empty] | PONDASI: Class 3 - Concrete Pad and Chimney
1 | Pekerjaan Tanah | [6 empty] | 1 | Pekerjaan Tanah | [6 empty] | 1 | Pekerjaan Tanah | [6 empty] | 1 | Pekerjaan Tanah
a | Galian tanah | m³ | 162.15 | 102390.75 | 16602660.1125 |  |  | a | Galian tanah | m³ | 268.746 | 102390.75 | 27517104.4995 |  |  | a | Galian tanah | m³ | 358.043 | 102390.75 | 36660291.3023 |  |  | a | Galian tanah | m³ | 505.767 | 102390.75 | 51785862.4553
b | Urugan kembali | m³ | 125.1285 | 62462.95 | 7815893.5755 |  |  | b | Urugan kembali | m³ | 196.3605 | 62462.95 | 12265253.5357 |  |  | b | Urugan kembali | m³ | 257.3109 | 62462.95 | 16072400.4992 |  |  | b | Urugan kembali | m³ | 369.2721 | 62462.95 | 23065823.2368
0
2 | Pekerjaan Beton |  |  |  |  | BJ |  | 2 | Pekerjaan Beton |  |  |  | 0 | BJ |  | 2 | Pekerjaan Beton |  |  |  |  | BJ |  | 2 | Pekerjaan Beton |  |  |  |  | BJ
a | Urugan pasir, t = 10 cm | m³ | 6.4 | 404738.95 | 2590329.28 | 1400 | 8960 | a | Urugan pasir, t = 10 cm | m³ | 10.816 | 404738.95 | 4377656.4832 | 1400 | 15142.4 | a | Urugan pasir, t = 10 cm | m³ | 14.4 | 404738.95 | 5828240.88 | 1400 | 20160 | a | Urugan pasir, t = 10 cm | m³ | 19.044 | 404738.95 | 7707848.5638 | 1400 | 26661.6
b | Beton 1 : 3 : 5, leveling ( t = 5 cm ) | m³ | 3.2 | 710224.7079 | 2272719.0654 | 2200 | 7040 | b | Beton 1 : 3 : 5, leveling ( t = 5 cm ) | m³ | 5.408 | 710224.7079 | 3840895.2205 | 2200 | 11897.6 | b | Beton 1 : 3 : 5, leveling ( t = 5 cm ) | m³ | 7.2 | 710224.7079 | 5113617.8971 | 2200 | 15840 | b | Beton 1 : 3 : 5, leveling ( t = 5 cm ) | m³ | 9.522 | 710224.7079 | 6762759.669 | 2200 | 20948.4
c | Beton K 225, pondasi tower | m³ | 27.9275 | 1115864.6138 | 31163350.6954 | 2400 | 67026.0897 | c | Beton K 225, pondasi tower | m³ | 56.7738 | 1115864.6138 | 63351889.9594 | 2400 | 136257.1534 | c | Beton K 225, pondasi tower | m³ | 79.8607 | 1115864.6138 | 89113744.2716 | 2400 | 191665.7125 | c | Beton K 225, pondasi tower | m³ | 108.7903 | 1115864.6138 | 121395278.5167 | 2400 | 261096.7897
d | Besi beton | kg | 2909.52 | 19478.0394 | 56671745.0496 | 1 | 2909.52 | d | Besi beton | kg | 6656.48 | 19478.0394 | 129655179.3725 | 1 | 6656.48 | d | Besi beton | kg | 9128.88 | 19478.0394 | 177812683.8614 | 1 | 9128.88 | d | Besi beton | kg | 12713.52 | 19478.0394 | 247634442.837 | 1 | 12713.52
e | Cetakan | m² | 44 | 145812.67 | 6415757.48 | 40 | 1760 | e | Cetakan | m² | 60.96 | 145812.67 | 8888740.3632 | 40 | 2438.4 | e | Cetakan | m² | 73.52 | 145812.67 | 10720147.4984 | 40 | 2940.8 | e | Cetakan | m² | 85.16 | 145812.67 | 12417406.9772 | 40 | 3406.4
f | Pre-cast block ukuran 20 x 20 x 10 (cm) | bh | 4 | 100000 | 400000 | 2.5 | 10 | f | Pre-cast block ukuran 20 x 20 x 10 (cm) | bh | 4 | 100000 | 400000 | 2.5 | 10 | f | Pre-cast block ukuran 20 x 20 x 10 (cm) | bh | 4 | 100000 | 400000 | 2.5 | 10 | f | Pre-cast block ukuran 20 x 20 x 10 (cm) | bh | 4 | 100000 | 400000 | 2.5 | 10
[7 empty] | 87705.6097 | [5 empty] | 0 |  | 172402.0334 | [7 empty] | 239745.3925 | [7 empty] | 324836.7097
3 | Pekerjaan Lain-lain | [6 empty] | 3 | Pekerjaan Lain-lain |  |  |  | 0 |  |  | 3 | Pekerjaan Lain-lain | [6 empty] | 3 | Pekerjaan Lain-lain
a | Pembuatan dan Pemasangan Patok Beton Batas Tanah | bh | 4 | 181849.04 | 727396.16 |  |  | a | Pembuatan dan Pemasangan Patok Beton Batas Tanah | bh | 4 | 181849.04 | 727396.16 |  |  | a | Pembuatan dan Pemasangan Patok Beton Batas Tanah | bh | 4 | 181849.04 | 727396.16 |  |  | a | Pembuatan dan Pemasangan Patok Beton Batas Tanah | bh | 4 | 181849.04 | 727396.16
b | Transport Material Pondasi ke Lokasi Tower | kg | 87705.6097 | 462.77 | 40587524.9887 |  |  | b | Transport Material Pondasi ke Lokasi Tower | kg | 172402.0334 | 462.77 | 79782489.0152 |  |  | b | Transport Material Pondasi ke Lokasi Tower | kg | 239745.3925 | 462.77 | 110946975.2842 |  |  | b | Transport Material Pondasi ke Lokasi Tower | kg | 324836.7097 | 462.77 | 150324684.1622
c | Tes Kubus Beton (15x15x15) cm³ | bh | 4 | 387825 | 1551300 |  |  | c | Tes Kubus Beton (15x15x15) cm³ | bh | 4 | 387825 | 1551300 |  |  | c | Tes Kubus Beton (15x15x15) cm³ | bh | 4 | 387825 | 1551300 |  |  | c | Tes Kubus Beton (15x15x15) cm³ | bh | 4 | 387825 | 1551300
d | Penyetelan stub (besi kaki) tower | kg | 251.56 | 2255.2191 | 567322.91 |  |  | d | Penyetelan stub (besi kaki) tower | kg | 399.36 | 2255.2191 | 900644.289 |  |  | d | Penyetelan stub (besi kaki) tower | kg | 519.12 | 2255.2191 | 1170729.3252 |  |  | d | Penyetelan stub (besi kaki) tower | kg | 671.96 | 2255.2191 | 1515417.0083
e | Pemasangan grounding dan perlengkapannya | set | 1 | 855127 | 855127 |  |  | e | Pemasangan grounding dan perlengkapannya | set | 1 | 855127 | 855127 |  |  | e | Pemasangan grounding dan perlengkapannya | set | 1 | 855127 | 855127 |  |  | e | Pemasangan grounding dan perlengkapannya | set | 1 | 855127 | 855127
f | Pengujian grounding dan perlengkapannya | set | 1 | 674025 | 674025 |  |  | f | Pengujian grounding dan perlengkapannya | set | 1 | 674025 | 674025 |  |  | f | Pengujian grounding dan perlengkapannya | set | 1 | 674025 | 674025 |  |  | f | Pengujian grounding dan perlengkapannya | set | 1 | 674025 | 674025
| TOTAL PONDASI CLASS 3 |  |  |  | 168895151.3171 |  |  |  | TOTAL PONDASI CLASS 3 |  |  |  | 334787700.8983 |  |  |  | TOTAL PONDASI CLASS 3 |  |  |  | 457646678.9794 |  |  |  | TOTAL PONDASI CLASS 3 |  |  |  | 626817371.5863
Type Tower : AA | [7 empty] | Type Tower : Bb | [7 empty] | Type Tower : Cc | [7 empty] | Type Tower : Dd/DDR
| PONDASI: Class 3W - Concrete Pad and Chimney | [7 empty] | PONDASI: Class 3W - Concrete Pad and Chimney | [7 empty] | PONDASI: Class 3W - Concrete Pad and Chimney | [7 empty] | PONDASI: Class 3W - Concrete Pad and Chimney
1 | Pekerjaan Tanah | [6 empty] | 1 | Pekerjaan Tanah | [6 empty] | 1 | Pekerjaan Tanah | [6 empty] | 1 | Pekerjaan Tanah
a | Galian tanah | m³ | 230.112 | 102390.75 | 23561340.264 |  |  | a | Galian tanah | m³ | 430.479 | 102390.75 | 44077067.6693 |  |  | a | Galian tanah | m³ | 385.05 | 102390.75 | 39425558.2875 |  |  | a | Galian tanah | m³ | 585.103 | 102390.75 | 59909134.9973
b | Urugan kembali | m³ | 172.2028 | 62462.95 | 10756293.5793 |  |  | b | Urugan kembali | m³ | 342.9438 | 62462.95 | 21421283.9479 |  |  | b | Urugan kembali | m³ | 280.8282 | 62462.95 | 17541358.7411 |  |  | b | Urugan kembali | m³ | 438.4831 | 62462.95 | 27388949.2094
0
2 | Pekerjaan Beton |  |  |  |  | BJ |  | 2 | Pekerjaan Beton |  |  |  | 0 | BJ |  | 2 | Pekerjaan Beton |  |  |  |  | BJ |  | 2 | Pekerjaan Beton |  |  |  |  | BJ
a | Urugan pasir, t = 10 cm | m³ | 8.464 | 404738.95 | 3425710.4728 | 1400 | 11849.6 | a | Urugan pasir, t = 10 cm | m³ | 12.996 | 404738.95 | 5259987.3942 | 1400 | 18194.4 | a | Urugan pasir, t = 10 cm | m³ | 14.884 | 404738.95 | 6024134.5318 | 1400 | 20837.6 | a | Urugan pasir, t = 10 cm | m³ | 19.044 | 404738.95 | 7707848.5638 | 1400 | 26661.6
b | Beton 1 : 3 : 5, leveling ( t = 5 cm ) | m³ | 4.232 | 710224.7079 | 3005670.964 | 2200 | 9310.4 | b | Beton 1 : 3 : 5, leveling ( t = 5 cm ) | m³ | 6.498 | 710224.7079 | 4615040.1522 | 2200 | 14295.6 | b | Beton 1 : 3 : 5, leveling ( t = 5 cm ) | m³ | 7.442 | 710224.7079 | 5285492.2765 | 2200 | 16372.4 | b | Beton 1 : 3 : 5, leveling ( t = 5 cm ) | m³ | 9.522 | 710224.7079 | 6762759.669 | 2200 | 20948.4
c | Beton K 225, pondasi tower | m³ | 40.5673 | 1115864.6138 | 45267620.555 | 2400 | 97361.5329 | c | Beton K 225, pondasi tower | m³ | 68.6534 | 1115864.6138 | 76607936.1768 | 2400 | 164768.2385 | c | Beton K 225, pondasi tower | m³ | 82.6244 | 1115864.6138 | 92197689.5343 | 2400 | 198298.6575 | c | Beton K 225, pondasi tower | m³ | 118.9153 | 1115864.6138 | 132693358.7802 | 2400 | 285396.6844
d | Besi beton | kg | 3882.36 | 19478.0394 | 75620760.8509 | 1 | 3882.36 | d | Besi beton | kg | 8003.4 | 19478.0394 | 155890540.1338 | 1 | 8003.4 | d | Besi beton | kg | 9519.24 | 19478.0394 | 185416131.3021 | 1 | 9519.24 | d | Besi beton | kg | 12951.84 | 19478.0394 | 252276449.1749 | 1 | 12951.84
e | Cetakan | m² | 52.72 | 145812.67 | 7687243.9624 | 40 | 2108.8 | e | Cetakan | m² | 72 | 145812.67 | 10498512.24 | 40 | 2880 | e | Cetakan | m² | 75.36 | 145812.67 | 10988442.8112 | 40 | 3014.4 | e | Cetakan | m² | 94.32 | 145812.67 | 13753051.0344 | 40 | 3772.8
f | Pre-cast block ukuran 20 x 20 x 10 (cm) | bh | 4 | 100000 | 400000 | 2.5 | 10 | f | Pre-cast block ukuran 20 x 20 x 10 (cm) | bh | 4 | 100000 | 400000 | 2.5 | 10 | f | Pre-cast block ukuran 20 x 20 x 10 (cm) | bh | 4 | 100000 | 400000 | 2.5 | 10 | f | Pre-cast block ukuran 20 x 20 x 10 (cm) | bh | 4 | 100000 | 400000 | 2.5 | 10
[7 empty] | 124522.6929 | [5 empty] | 0 |  | 208151.6385 | [7 empty] | 248052.2975 | [7 empty] | 349741.3244
3 | Pekerjaan Lain-lain | [6 empty] | 3 | Pekerjaan Lain-lain |  |  |  | 0 |  |  | 3 | Pekerjaan Lain-lain | [6 empty] | 3 | Pekerjaan Lain-lain
a | Pembuatan dan Pemasangan Patok Beton Batas Tanah | bh | 4 | 181849.04 | 727396.16 |  |  | a | Pembuatan dan Pemasangan Patok Beton Batas Tanah | bh | 4 | 181849.04 | 727396.16 |  |  | a | Pembuatan dan Pemasangan Patok Beton Batas Tanah | bh | 4 | 181849.04 | 727396.16 |  |  | a | Pembuatan dan Pemasangan Patok Beton Batas Tanah | bh | 4 | 181849.04 | 727396.16
b | Transport Material Pondasi ke Lokasi Tower | kg | 124522.6929 | 462.77 | 57625366.6027 |  |  | b | Transport Material Pondasi ke Lokasi Tower | kg | 208151.6385 | 462.77 | 96326333.7497 |  |  | b | Transport Material Pondasi ke Lokasi Tower | kg | 248052.2975 | 462.77 | 114791161.7191 |  |  | b | Transport Material Pondasi ke Lokasi Tower | kg | 349741.3244 | 462.77 | 161849792.7142
c | Tes Kubus Beton (15x15x15) cm³ | bh | 4 | 387825 | 1551300 |  |  | c | Tes Kubus Beton (15x15x15) cm³ | bh | 4 | 387825 | 1551300 |  |  | c | Tes Kubus Beton (15x15x15) cm³ | bh | 4 | 387825 | 1551300 |  |  | c | Tes Kubus Beton (15x15x15) cm³ | bh | 4 | 387825 | 1551300
d | Penyetelan stub (besi kaki) tower | kg | 251.56 | 2255.2191 | 567322.91 |  |  | d | Penyetelan stub (besi kaki) tower | kg | 399.36 | 2255.2191 | 900644.289 |  |  | d | Penyetelan stub (besi kaki) tower | kg | 519.12 | 2255.2191 | 1170729.3252 |  |  | d | Penyetelan stub (besi kaki) tower | kg | 671.96 | 2255.2191 | 1515417.0083
e | Pemasangan grounding dan perlengkapannya | set | 1 | 855127 | 855127 |  |  | e | Pemasangan grounding dan perlengkapannya | set | 1 | 855127 | 855127 |  |  | e | Pemasangan grounding dan perlengkapannya | set | 1 | 855127 | 855127 |  |  | e | Pemasangan grounding dan perlengkapannya | set | 1 | 855127 | 855127
f | Pengujian grounding dan perlengkapannya | set | 1 | 674025 | 674025 |  |  | f | Pengujian grounding dan perlengkapannya | set | 1 | 674025 | 674025 |  |  | f | Pengujian grounding dan perlengkapannya | set | 1 | 674025 | 674025 |  |  | f | Pengujian grounding dan perlengkapannya | set | 1 | 674025 | 674025
| TOTAL PONDASI CLASS 3W |  |  |  | 231725178.321 |  |  |  | TOTAL PONDASI CLASS 3W |  |  |  | 419805193.9128 |  |  |  | TOTAL PONDASI CLASS 3W |  |  |  | 477048546.6887 |  |  |  | TOTAL PONDASI CLASS 3W |  |  |  | 668064609.3114
Type Tower : AA |  | 6 | [5 empty] | Type Tower : Bb | [7 empty] | Type Tower : Cc | [7 empty] | Type Tower : Dd/DDR
| PONDASI: Class 6 - Concrete Pile 6 m 4 pile | [7 empty] | PONDASI: Class 6 - Concrete Pile 6 m 4 Pile | [7 empty] | PONDASI: Class 6 - Concrete Pile 6 m 4 Pile | [7 empty] | PONDASI: Class 6 - Concrete Pile 6 m 4 Pile
1 | Pekerjaan Tanah | [6 empty] | 1 | Pekerjaan Tanah | [6 empty] | 1 | Pekerjaan Tanah | [6 empty] | 1 | Pekerjaan Tanah
a | Galian tanah | m³ | 50.35 | 102390.75 | 5155374.2625 |  |  | a | Galian tanah | m³ | 50.35 | 102390.75 | 5155374.2625 |  |  | a | Galian tanah | m³ | 50.35 | 102390.75 | 5155374.2625 |  |  | a | Galian tanah | m³ | 50.35 | 102390.75 | 5155374.2625
b | Urugan kembali | m³ | 12.16 | 62462.95 | 759549.472 |  |  | b | Urugan kembali | m³ | 12.16 | 62462.95 | 759549.472 |  |  | b | Urugan kembali | m³ | 12.16 | 62462.95 | 759549.472 |  |  | b | Urugan kembali | m³ | 12.16 | 62462.95 | 759549.472
c | Pengeboran | m' | 96 | 52230.6125 | 5014138.8 |  |  | c | Pengeboran | m' | 96 | 52230.6125 | 5014138.8 |  |  | c | Pengeboran | m' | 96 | 52230.6125 | 5014138.8 |  |  | c | Pengeboran | m' | 96 | 52230.6125 | 5014138.8
0
2 | Pekerjaan Beton |  |  |  |  | BJ |  | 2 | Pekerjaan Beton |  |  |  | 0 | BJ |  | 2 | Pekerjaan Beton |  |  |  |  | BJ |  | 2 | Pekerjaan Beton |  |  |  |  | BJ
a | Urugan pasir, t = 10 cm | m³ | 4.9 | 404738.95 | 1983220.855 | 1400 | 6860 | a | Urugan pasir, t = 10 cm | m³ | 4.9 | 404738.95 | 1983220.855 | 1400 | 6860 | a | Urugan pasir, t = 10 cm | m³ | 4.9 | 404738.95 | 1983220.855 | 1400 | 6860 | a | Urugan pasir, t = 10 cm | m³ | 4.9 | 404738.95 | 1983220.855 | 1400 | 6860
b | Beton 1 : 3 : 5, leveling ( t = 5 cm ) | m³ | 2.45 | 710224.7079 | 1740050.5344 | 2200 | 5390 | b | Beton 1 : 3 : 5, leveling ( t = 5 cm ) | m³ | 2.45 | 710224.7079 | 1740050.5344 | 2200 | 5390 | b | Beton 1 : 3 : 5, leveling ( t = 5 cm ) | m³ | 2.45 | 710224.7079 | 1740050.5344 | 2200 | 5390 | b | Beton 1 : 3 : 5, leveling ( t = 5 cm ) | m³ | 2.45 | 710224.7079 | 1740050.5344 | 2200 | 5390
c | Beton K 225 (Pad & Chimney) | m³ | 30.84 | 1115864.6138 | 34413264.6899 | 2400 | 74016 | c | Beton K 225 (Pad & Chimney) | m³ | 30.84 | 1115864.6138 | 34413264.6899 | 2400 | 74016 | c | Beton K 225 (Pad & Chimney) | m³ | 30.84 | 1115864.6138 | 34413264.6899 | 2400 | 74016 | c | Beton K 225 (Pad & Chimney) | m³ | 30.84 | 1115864.6138 | 34413264.6899 | 2400 | 74016
d | Beton K 175 (bore pile) | m³ | 23.5337 | 1057576.2424 | 24888697.1236 | 2200 | 51774.1714 | d | Beton K 175 (bore pile) | m³ | 23.5337 | 1057576.2424 | 24888697.1236 | 2200 | 51774.1714 | d | Beton K 175 (bore pile) | m³ | 23.5337 | 1057576.2424 | 24888697.1236 | 2200 | 51774.1714 | d | Beton K 175 (bore pile) | m³ | 23.5337 | 1057576.2424 | 24888697.1236 | 2200 | 51774.1714
e | Besi beton | kg | 5687.308 | 19478.0394 | 110777609.0196 | 1 | 5687.308 | e | Besi beton | kg | 5687.308 | 19478.0394 | 110777609.0196 | 1 | 5687.308 | e | Besi beton | kg | 5687.308 | 19478.0394 | 110777609.0196 | 1 | 5687.308 | e | Besi beton | kg | 5687.308 | 19478.0394 | 110777609.0196 | 1 | 5687.308
f | Cetakan | m² | 43.2 | 145812.67 | 6299107.344 | 40 | 1728 | f | Cetakan | m² | 43.2 | 145812.67 | 6299107.344 | 40 | 1728 | f | Cetakan | m² | 43.2 | 145812.67 | 6299107.344 | 40 | 1728 | f | Cetakan | m² | 43.2 | 145812.67 | 6299107.344 | 40 | 1728
g | Pre-cast block ukuran 20 x 20 x 10 (cm) | bh | 4 | 100000 | 400000 | 2.5 | 10 | g | Pre-cast block ukuran 20 x 20 x 10 (cm) | bh | 4 | 100000 | 400000 | 2.5 | 10 | g | Pre-cast block ukuran 20 x 20 x 10 (cm) | bh | 4 | 100000 | 400000 | 2.5 | 10 | g | Pre-cast block ukuran 20 x 20 x 10 (cm) | bh | 4 | 100000 | 400000 | 2.5 | 10
[7 empty] | 145455.4794 | [5 empty] | 0 |  | 145455.4794 | [7 empty] | 145455.4794 | [7 empty] | 145455.4794
3 | Pekerjaan Lain-lain | [6 empty] | 3 | Pekerjaan Lain-lain |  |  |  | 0 |  |  | 3 | Pekerjaan Lain-lain | [6 empty] | 3 | Pekerjaan Lain-lain
a | Pembuatan dan Pemasangan Patok Beton Batas Tanah | bh | 4 | 181849.04 | 727396.16 |  |  | a | Pembuatan dan Pemasangan Patok Beton Batas Tanah | bh | 4 | 181849.04 | 727396.16 |  |  | a | Pembuatan dan Pemasangan Patok Beton Batas Tanah | bh | 4 | 181849.04 | 727396.16 |  |  | a | Pembuatan dan Pemasangan Patok Beton Batas Tanah | bh | 4 | 181849.04 | 727396.16
b | Transport Material Pondasi ke Lokasi Tower | kg | 145455.4794 | 462.77 | 67312432.2152 |  |  | b | Transport Material Pondasi ke Lokasi Tower | kg | 145455.4794 | 462.77 | 67312432.2152 |  |  | b | Transport Material Pondasi ke Lokasi Tower | kg | 145455.4794 | 462.77 | 67312432.2152 |  |  | b | Transport Material Pondasi ke Lokasi Tower | kg | 145455.4794 | 462.77 | 67312432.2152
c | Tes Kubus Beton (15x15x15) cm³ | bh | 4 | 387825 | 1551300 |  |  | c | Tes Kubus Beton (15x15x15) cm³ | bh | 4 | 387825 | 1551300 |  |  | c | Tes Kubus Beton (15x15x15) cm³ | bh | 4 | 387825 | 1551300 |  |  | c | Tes Kubus Beton (15x15x15) cm³ | bh | 4 | 387825 | 1551300
d | Penyetelan stub (besi kaki) tower | kg | 150.936 | 3758.6985 | 567322.91 |  |  | d | Penyetelan stub (besi kaki) tower | kg | 239.616 | 3758.6985 | 900644.289 |  |  | d | Pengadaan & Penyetelan stub (besi kaki) tower | kg | 311.472 | 3758.6985 | 1170729.3252 |  |  | d | Pengadaan & Penyetelan stub (besi kaki) tower | kg | 403.176 | 3758.6985 | 1515417.0083
e | Pemasangan grounding dan perlengkapannya | set | 1 | 855127 | 855127 |  |  | e | Pemasangan grounding dan perlengkapannya | set | 1 | 855127 | 855127 |  |  | e | Pemasangan grounding dan perlengkapannya | set | 1 | 855127 | 855127 |  |  | e | Pemasangan grounding dan perlengkapannya | set | 1 | 855127 | 855127
f | Pengujian grounding dan perlengkapannya | set | 1 | 674025 | 674025 |  |  | f | Pengujian grounding dan perlengkapannya | set | 1 | 674025 | 674025 |  |  | f | Pengujian grounding dan perlengkapannya | set | 1 | 674025 | 674025 |  |  | f | Pengujian grounding dan perlengkapannya | set | 1 | 674025 | 674025
| TOTAL PONDASI CLASS 6 (6 m, 4 PILE) |  |  |  | 263118615.3861 |  |  |  | TOTAL PONDASI CLASS 6 (6 m, 4 PILE) |  |  |  | 263451936.7651 |  |  |  | TOTAL PONDASI CLASS 6 (6 m, 4 PILE) |  |  |  | 263722021.8013 |  |  |  | TOTAL PONDASI CLASS 6 (6 m, 4 PILE) |  |  |  | 264066709.4844
Type Tower : AA |  | 6 | [5 empty] | Type Tower : Bb |  | 6 | [5 empty] | Type Tower : Cc | [7 empty] | Type Tower : Dd/DDR
| PONDASI: Class 6 - Concrete Pile 7 m 4 pile | [7 empty] | PONDASI: Class 6 - Concrete Pile 7 m 4 pile | [7 empty] | PONDASI: Class 6 - Concrete Pile 7 m 4 Pile | [7 empty] | PONDASI: Class 6 - Concrete Pile 7 m 4 Pile
1 | Pekerjaan Tanah | [6 empty] | 1 | Pekerjaan Tanah | [6 empty] | 1 | Pekerjaan Tanah | [6 empty] | 1 | Pekerjaan Tanah
a | Galian tanah | m³ | 50.35 | 102390.75 | 5155374.2625 |  |  | a | Galian tanah | m³ | 50.35 | 102390.75 | 5155374.2625 |  |  | a | Galian tanah | m³ | 50.35 | 102390.75 | 5155374.2625 |  |  | a | Galian tanah | m³ | 50.35 | 102390.75 | 5155374.2625
b | Urugan kembali | m³ | 12.16 | 62462.95 | 759549.472 |  |  | b | Urugan kembali | m³ | 12.16 | 62462.95 | 759549.472 |  |  | b | Urugan kembali | m³ | 12.16 | 62462.95 | 759549.472 |  |  | b | Urugan kembali | m³ | 12.16 | 62462.95 | 759549.472
c | Pengeboran | m' | 112 | 52230.6125 | 5849828.6 |  |  | c | Pengeboran | m' | 112 | 52230.6125 | 5849828.6 |  |  | c | Pengeboran | m' | 112 | 52230.6125 | 5849828.6 |  |  | c | Pengeboran | m' | 112 | 52230.6125 | 5849828.6
|  |  |  | 0 | [8 empty] | 0
2 | Pekerjaan Beton |  |  | 0 |  | BJ |  | 2 | Pekerjaan Beton |  |  |  | 0 | BJ |  | 2 | Pekerjaan Beton |  |  |  |  | BJ |  | 2 | Pekerjaan Beton |  |  |  |  | BJ
a | Urugan pasir, t = 10 cm | m³ | 4.9 | 404738.95 | 1983220.855 | 1400 | 6860 | a | Urugan pasir, t = 10 cm | m³ | 4.9 | 404738.95 | 1983220.855 | 1400 | 6860 | a | Urugan pasir, t = 10 cm | m³ | 4.9 | 404738.95 | 1983220.855 | 1400 | 6860 | a | Urugan pasir, t = 10 cm | m³ | 4.9 | 404738.95 | 1983220.855 | 1400 | 6860
b | Beton 1 : 3 : 5, leveling ( t = 5 cm ) | m³ | 2.45 | 710224.7079 | 1740050.5344 | 2200 | 5390 | b | Beton 1 : 3 : 5, leveling ( t = 5 cm ) | m³ | 2.45 | 710224.7079 | 1740050.5344 | 2200 | 5390 | b | Beton 1 : 3 : 5, leveling ( t = 5 cm ) | m³ | 2.45 | 710224.7079 | 1740050.5344 | 2200 | 5390 | b | Beton 1 : 3 : 5, leveling ( t = 5 cm ) | m³ | 2.45 | 710224.7079 | 1740050.5344 | 2200 | 5390
c | Beton K 225 (Pad & Chimney) | m³ | 30.84 | 1115864.6138 | 34413264.6899 | 2400 | 74016 | c | Beton K 225 (Pad & Chimney) | m³ | 30.84 | 1115864.6138 | 34413264.6899 | 2400 | 74016 | c | Beton K 225 (Pad & Chimney) | m³ | 30.84 | 1115864.6138 | 34413264.6899 | 2400 | 74016 | c | Beton K 225 (Pad & Chimney) | m³ | 30.84 | 1115864.6138 | 34413264.6899 | 2400 | 74016
d | Beton K 175 (bore pile) | m³ | 28.0594 | 1057576.2424 | 29674985.0319 | 2200 | 61730.7429 | d | Beton K 175 (bore pile) | m³ | 28.0594 | 1057576.2424 | 29674985.0319 | 2200 | 61730.7429 | d | Beton K 175 (bore pile) | m³ | 28.0594 | 1057576.2424 | 29674985.0319 | 2200 | 61730.7429 | d | Beton K 175 (bore pile) | m³ | 28.0594 | 1057576.2424 | 29674985.0319 | 2200 | 61730.7429
e | Besi beton | kg | 6233.74 | 19478.0394 | 121421033.0177 | 1 | 6233.74 | e | Besi beton | kg | 6233.74 | 19478.0394 | 121421033.0177 | 1 | 6233.74 | e | Besi beton | kg | 6233.74 | 19478.0394 | 121421033.0177 | 1 | 6233.74 | e | Besi beton | kg | 6233.74 | 19478.0394 | 121421033.0177 | 1 | 6233.74
f | Cetakan | m² | 43.2 | 145812.67 | 6299107.344 | 40 | 1728 | f | Cetakan | m² | 43.2 | 145812.67 | 6299107.344 | 40 | 1728 | f | Cetakan | m² | 43.2 | 145812.67 | 6299107.344 | 40 | 1728 | f | Cetakan | m² | 43.2 | 145812.67 | 6299107.344 | 40 | 1728
g | Pre-cast block ukuran 20 x 20 x 10 (cm) | bh | 4 | 100000 | 400000 | 2.5 | 10 | g | Pre-cast block ukuran 20 x 20 x 10 (cm) | bh | 4 | 100000 | 400000 | 2.5 | 10 | g | Pre-cast block ukuran 20 x 20 x 10 (cm) | bh | 4 | 100000 | 400000 | 2.5 | 10 | g | Pre-cast block ukuran 20 x 20 x 10 (cm) | bh | 4 | 100000 | 400000 | 2.5 | 10
|  |  |  | 0 |  |  | 155958.4829 | [5 empty] | 0 |  | 155958.4829 | [7 empty] | 155958.4829 | [7 empty] | 155958.4829
3 | Pekerjaan Lain-lain |  |  | 0 |  |  |  | 3 | Pekerjaan Lain-lain |  |  |  | 0 |  |  | 3 | Pekerjaan Lain-lain | [6 empty] | 3 | Pekerjaan Lain-lain
a | Pembuatan dan Pemasangan Patok Beton Batas Tanah | bh | 4 | 181849.04 | 727396.16 |  |  | a | Pembuatan dan Pemasangan Patok Beton Batas Tanah | bh | 4 | 181849.04 | 727396.16 |  |  | a | Pembuatan dan Pemasangan Patok Beton Batas Tanah | bh | 4 | 181849.04 | 727396.16 |  |  | a | Pembuatan dan Pemasangan Patok Beton Batas Tanah | bh | 4 | 181849.04 | 727396.16
b | Transport Material Pondasi ke Lokasi Tower | kg | 155958.4829 | 462.77 | 72172907.1118 |  |  | b | Transport Material Pondasi ke Lokasi Tower | kg | 155958.4829 | 462.77 | 72172907.1118 |  |  | b | Transport Material Pondasi ke Lokasi Tower | kg | 155958.4829 | 462.77 | 72172907.1118 |  |  | b | Transport Material Pondasi ke Lokasi Tower | kg | 155958.4829 | 462.77 | 72172907.1118
c | Tes Kubus Beton (15x15x15) cm³ | bh | 4 | 387825 | 1551300 |  |  | c | Tes Kubus Beton (15x15x15) cm³ | bh | 4 | 387825 | 1551300 |  |  | c | Tes Kubus Beton (15x15x15) cm³ | bh | 4 | 387825 | 1551300 |  |  | c | Tes Kubus Beton (15x15x15) cm³ | bh | 4 | 387825 | 1551300
d | Penyetelan stub (besi kaki) tower | kg | 150.936 | 3758.6985 | 567322.91 |  |  | d | Penyetelan stub (besi kaki) tower | kg | 239.616 | 3758.6985 | 900644.289 |  |  | d | Pengadaan & Penyetelan stub (besi kaki) tower | kg | 311.472 | 3758.6985 | 1170729.3252 |  |  | d | Pengadaan & Penyetelan stub (besi kaki) tower | kg | 403.176 | 3758.6985 | 1515417.0083
e | Pemasangan grounding dan perlengkapannya | set | 1 | 855127 | 855127 |  |  | e | Pemasangan grounding dan perlengkapannya | set | 1 | 855127 | 855127 |  |  | e | Pemasangan grounding dan perlengkapannya | set | 1 | 855127 | 855127 |  |  | e | Pemasangan grounding dan perlengkapannya | set | 1 | 855127 | 855127
f | Pengujian grounding dan perlengkapannya | set | 1 | 674025 | 674025 |  |  | f | Pengujian grounding dan perlengkapannya | set | 1 | 674025 | 674025 |  |  | f | Pengujian grounding dan perlengkapannya | set | 1 | 674025 | 674025 |  |  | f | Pengujian grounding dan perlengkapannya | set | 1 | 674025 | 674025
| TOTAL PONDASI CLASS 6 (7 m, 4 PILE) |  |  |  | 284244491.9892 |  |  |  | TOTAL PONDASI CLASS 6 (7 m, 4 PILE) |  |  |  | 284577813.3682 |  |  |  | TOTAL PONDASI CLASS 6 (7 m, 4 PILE) |  |  |  | 284847898.4044 |  |  |  | TOTAL PONDASI CLASS 6 (7 m, 4 PILE) |  |  |  | 285192586.0875
Type Tower : AA |  | 6 | [5 empty] | Type Tower : Bb |  | 6 | [5 empty] | Type Tower : Cc | [7 empty] | Type Tower : Dd/DDR
| PONDASI: Class 6 - Concrete Pile 8 m 4 pile | [7 empty] | PONDASI: Class 6 - Concrete Pile 8 m 4 pile | [7 empty] | PONDASI: Class 6 - Concrete Pile 8 m 4 Pile | [7 empty] | PONDASI: Class 6 - Concrete Pile 8 m 4 Pile
1 | Pekerjaan Tanah | [6 empty] | 1 | Pekerjaan Tanah | [6 empty] | 1 | Pekerjaan Tanah | [6 empty] | 1 | Pekerjaan Tanah
a | Galian tanah | m³ | 50.35 | 102390.75 | 5155374.2625 |  |  | a | Galian tanah | m³ | 50.35 | 102390.75 | 5155374.2625 |  |  | a | Galian tanah | m³ | 50.35 | 102390.75 | 5155374.2625 |  |  | a | Galian tanah | m³ | 50.35 | 102390.75 | 5155374.2625
b | Urugan kembali | m³ | 12.16 | 62462.95 | 759549.472 |  |  | b | Urugan kembali | m³ | 12.16 | 62462.95 | 759549.472 |  |  | b | Urugan kembali | m³ | 12.16 | 62462.95 | 759549.472 |  |  | b | Urugan kembali | m³ | 12.16 | 62462.95 | 759549.472
c | Pengeboran | m' | 128 | 52230.6125 | 6685518.4 |  |  | c | Pengeboran | m' | 128 | 52230.6125 | 6685518.4 |  |  | c | Pengeboran | m' | 128 | 52230.6125 | 6685518.4 |  |  | c | Pengeboran | m' | 128 | 52230.6125 | 6685518.4
|  |  |  | 0 | [8 empty] | 0
2 | Pekerjaan Beton |  |  | 0 |  | BJ |  | 2 | Pekerjaan Beton |  |  |  | 0 | BJ |  | 2 | Pekerjaan Beton |  |  |  |  | BJ |  | 2 | Pekerjaan Beton |  |  |  |  | BJ
a | Urugan pasir, t = 10 cm | m³ | 4.9 | 404738.95 | 1983220.855 | 1400 | 6860 | a | Urugan pasir, t = 10 cm | m³ | 4.9 | 404738.95 | 1983220.855 | 1400 | 6860 | a | Urugan pasir, t = 10 cm | m³ | 4.9 | 404738.95 | 1983220.855 | 1400 | 6860 | a | Urugan pasir, t = 10 cm | m³ | 4.9 | 404738.95 | 1983220.855 | 1400 | 6860
b | Beton 1 : 3 : 5, leveling ( t = 5 cm ) | m³ | 2.45 | 710224.7079 | 1740050.5344 | 2200 | 5390 | b | Beton 1 : 3 : 5, leveling ( t = 5 cm ) | m³ | 2.45 | 710224.7079 | 1740050.5344 | 2200 | 5390 | b | Beton 1 : 3 : 5, leveling ( t = 5 cm ) | m³ | 2.45 | 710224.7079 | 1740050.5344 | 2200 | 5390 | b | Beton 1 : 3 : 5, leveling ( t = 5 cm ) | m³ | 2.45 | 710224.7079 | 1740050.5344 | 2200 | 5390
c | Beton K 225 (Pad & Chimney) | m³ | 30.84 | 1115864.6138 | 34413264.6899 | 2400 | 74016 | c | Beton K 225 (Pad & Chimney) | m³ | 30.84 | 1115864.6138 | 34413264.6899 | 2400 | 74016 | c | Beton K 225 (Pad & Chimney) | m³ | 30.84 | 1115864.6138 | 34413264.6899 | 2400 | 74016 | c | Beton K 225 (Pad & Chimney) | m³ | 30.84 | 1115864.6138 | 34413264.6899 | 2400 | 74016
d | Beton K 175 (bore pile) | m³ | 32.5851 | 1057576.2424 | 34461272.9403 | 2200 | 71687.3143 | d | Beton K 175 (bore pile) | m³ | 32.5851 | 1057576.2424 | 34461272.9403 | 2200 | 71687.3143 | d | Beton K 175 (bore pile) | m³ | 32.5851 | 1057576.2424 | 34461272.9403 | 2200 | 71687.3143 | d | Beton K 175 (bore pile) | m³ | 32.5851 | 1057576.2424 | 34461272.9403 | 2200 | 71687.3143
e | Besi beton | kg | 6779.98 | 19478.0394 | 132060717.2322 | 1 | 6779.98 | e | Besi beton | kg | 6779.98 | 19478.0394 | 132060717.2322 | 1 | 6779.98 | e | Besi beton | kg | 6779.98 | 19478.0394 | 132060717.2322 | 1 | 6779.98 | e | Besi beton | kg | 6779.98 | 19478.0394 | 132060717.2322 | 1 | 6779.98
f | Cetakan | m² | 43.2 | 145812.67 | 6299107.344 | 40 | 1728 | f | Cetakan | m² | 43.2 | 145812.67 | 6299107.344 | 40 | 1728 | f | Cetakan | m² | 43.2 | 145812.67 | 6299107.344 | 40 | 1728 | f | Cetakan | m² | 43.2 | 145812.67 | 6299107.344 | 40 | 1728
g | Pre-cast block ukuran 20 x 20 x 10 (cm) | bh | 4 | 100000 | 400000 | 2.5 | 10 | g | Pre-cast block ukuran 20 x 20 x 10 (cm) | bh | 4 | 100000 | 400000 | 2.5 | 10 | g | Pre-cast block ukuran 20 x 20 x 10 (cm) | bh | 4 | 100000 | 400000 | 2.5 | 10 | g | Pre-cast block ukuran 20 x 20 x 10 (cm) | bh | 4 | 100000 | 400000 | 2.5 | 10
|  |  |  | 0 |  |  | 166461.2943 | [5 empty] | 0 |  | 166461.2943 | [7 empty] | 166461.2943 | [7 empty] | 166461.2943
3 | Pekerjaan Lain-lain |  |  | 0 |  |  |  | 3 | Pekerjaan Lain-lain |  |  |  | 0 |  |  | 3 | Pekerjaan Lain-lain | [6 empty] | 3 | Pekerjaan Lain-lain
a | Pembuatan dan Pemasangan Patok Beton Batas Tanah | bh | 4 | 181849.04 | 727396.16 |  |  | a | Pembuatan dan Pemasangan Patok Beton Batas Tanah | bh | 4 | 181849.04 | 727396.16 |  |  | a | Pembuatan dan Pemasangan Patok Beton Batas Tanah | bh | 4 | 181849.04 | 727396.16 |  |  | a | Pembuatan dan Pemasangan Patok Beton Batas Tanah | bh | 4 | 181849.04 | 727396.16
b | Transport Material Pondasi ke Lokasi Tower | kg | 166461.2943 | 462.77 | 77033293.1566 |  |  | b | Transport Material Pondasi ke Lokasi Tower | kg | 166461.2943 | 462.77 | 77033293.1566 |  |  | b | Transport Material Pondasi ke Lokasi Tower | kg | 166461.2943 | 462.77 | 77033293.1566 |  |  | b | Transport Material Pondasi ke Lokasi Tower | kg | 166461.2943 | 462.77 | 77033293.1566
c | Tes Kubus Beton (15x15x15) cm³ | bh | 4 | 387825 | 1551300 |  |  | c | Tes Kubus Beton (15x15x15) cm³ | bh | 4 | 387825 | 1551300 |  |  | c | Tes Kubus Beton (15x15x15) cm³ | bh | 4 | 387825 | 1551300 |  |  | c | Tes Kubus Beton (15x15x15) cm³ | bh | 4 | 387825 | 1551300
d | Penyetelan stub (besi kaki) tower | kg | 150.936 | 3758.6985 | 567322.91 |  |  | d | Penyetelan stub (besi kaki) tower | kg | 239.616 | 3758.6985 | 900644.289 |  |  | d | Pengadaan & Penyetelan stub (besi kaki) tower | kg | 311.472 | 3758.6985 | 1170729.3252 |  |  | d | Pengadaan & Penyetelan stub (besi kaki) tower | kg | 403.176 | 3758.6985 | 1515417.0083
e | Pemasangan grounding dan perlengkapannya | set | 1 | 855127 | 855127 |  |  | e | Pemasangan grounding dan perlengkapannya | set | 1 | 855127 | 855127 |  |  | e | Pemasangan grounding dan perlengkapannya | set | 1 | 855127 | 855127 |  |  | e | Pemasangan grounding dan perlengkapannya | set | 1 | 855127 | 855127
f | Pengujian grounding dan perlengkapannya | set | 1 | 674025 | 674025 |  |  | f | Pengujian grounding dan perlengkapannya | set | 1 | 674025 | 674025 |  |  | f | Pengujian grounding dan perlengkapannya | set | 1 | 674025 | 674025 |  |  | f | Pengujian grounding dan perlengkapannya | set | 1 | 674025 | 674025
| TOTAL PONDASI CLASS 6 (8 m, 4 PILE) |  |  |  | 305366539.9569 |  |  |  | TOTAL PONDASI CLASS 6 (8 m, 4 PILE) |  |  |  | 305699861.3359 |  |  |  | TOTAL PONDASI CLASS 6 (8 m, 4 PILE) |  |  |  | 305969946.3721 |  |  |  | TOTAL PONDASI CLASS 6 (8 m, 4 PILE) |  |  |  | 306314634.0552
Type Tower : AA |  | 6 | [5 empty] | Type Tower : Bb |  | 6 | [5 empty] | Type Tower : Cc | [7 empty] | Type Tower : Dd/DDR
| PONDASI: Class 6 - Concrete Pile 9 m 4 pile | [7 empty] | PONDASI: Class 6 - Concrete Pile 9 m 4 pile | [7 empty] | PONDASI: Class 6 - Concrete Pile 9 m 4 Pile | [7 empty] | PONDASI: Class 6 - Concrete Pile 9 m 4 Pile
1 | Pekerjaan Tanah | [6 empty] | 1 | Pekerjaan Tanah | [6 empty] | 1 | Pekerjaan Tanah | [6 empty] | 1 | Pekerjaan Tanah
a | Galian tanah | m³ | 50.35 | 102390.75 | 5155374.2625 |  |  | a | Galian tanah | m³ | 50.35 | 102390.75 | 5155374.2625 |  |  | a | Galian tanah | m³ | 50.35 | 102390.75 | 5155374.2625 |  |  | a | Galian tanah | m³ | 50.35 | 102390.75 | 5155374.2625
b | Urugan kembali | m³ | 12.16 | 62462.95 | 759549.472 |  |  | b | Urugan kembali | m³ | 12.16 | 62462.95 | 759549.472 |  |  | b | Urugan kembali | m³ | 12.16 | 62462.95 | 759549.472 |  |  | b | Urugan kembali | m³ | 12.16 | 62462.95 | 759549.472
c | Pengeboran | m' | 144 | 52230.6125 | 7521208.2 |  |  | c | Pengeboran | m' | 144 | 52230.6125 | 7521208.2 |  |  | c | Pengeboran | m' | 144 | 52230.6125 | 7521208.2 |  |  | c | Pengeboran | m' | 144 | 52230.6125 | 7521208.2
|  |  |  | 0 | [8 empty] | 0
2 | Pekerjaan Beton |  |  | 0 |  | BJ |  | 2 | Pekerjaan Beton |  |  |  | 0 | BJ |  | 2 | Pekerjaan Beton |  |  |  |  | BJ |  | 2 | Pekerjaan Beton |  |  |  |  | BJ
a | Urugan pasir, t = 10 cm | m³ | 4.9 | 404738.95 | 1983220.855 | 1400 | 6860 | a | Urugan pasir, t = 10 cm | m³ | 4.9 | 404738.95 | 1983220.855 | 1400 | 6860 | a | Urugan pasir, t = 10 cm | m³ | 4.9 | 404738.95 | 1983220.855 | 1400 | 6860 | a | Urugan pasir, t = 10 cm | m³ | 4.9 | 404738.95 | 1983220.855 | 1400 | 6860
b | Beton 1 : 3 : 5, leveling ( t = 5 cm ) | m³ | 2.45 | 710224.7079 | 1740050.5344 | 2200 | 5390 | b | Beton 1 : 3 : 5, leveling ( t = 5 cm ) | m³ | 2.45 | 710224.7079 | 1740050.5344 | 2200 | 5390 | b | Beton 1 : 3 : 5, leveling ( t = 5 cm ) | m³ | 2.45 | 710224.7079 | 1740050.5344 | 2200 | 5390 | b | Beton 1 : 3 : 5, leveling ( t = 5 cm ) | m³ | 2.45 | 710224.7079 | 1740050.5344 | 2200 | 5390
c | Beton K 225 (Pad & Chimney) | m³ | 30.84 | 1115864.6138 | 34413264.6899 | 2400 | 74016 | c | Beton K 225 (Pad & Chimney) | m³ | 30.84 | 1115864.6138 | 34413264.6899 | 2400 | 74016 | c | Beton K 225 (Pad & Chimney) | m³ | 30.84 | 1115864.6138 | 34413264.6899 | 2400 | 74016 | c | Beton K 225 (Pad & Chimney) | m³ | 30.84 | 1115864.6138 | 34413264.6899 | 2400 | 74016
d | Beton K 175 (bore pile) | m³ | 37.1109 | 1057576.2424 | 39247560.8487 | 2200 | 81643.8857 | d | Beton K 175 (bore pile) | m³ | 37.1109 | 1057576.2424 | 39247560.8487 | 2200 | 81643.8857 | d | Beton K 175 (bore pile) | m³ | 37.1109 | 1057576.2424 | 39247560.8487 | 2200 | 81643.8857 | d | Beton K 175 (bore pile) | m³ | 37.1109 | 1057576.2424 | 39247560.8487 | 2200 | 81643.8857
e | Besi beton | kg | 7326.412 | 19478.0394 | 142704141.2303 | 1 | 7326.412 | e | Besi beton | kg | 7326.412 | 19478.0394 | 142704141.2303 | 1 | 7326.412 | e | Besi beton | kg | 7326.412 | 19478.0394 | 142704141.2303 | 1 | 7326.412 | e | Besi beton | kg | 7326.412 | 19478.0394 | 142704141.2303 | 1 | 7326.412
f | Cetakan | m² | 43.2 | 145812.67 | 6299107.344 | 40 | 1728 | f | Cetakan | m² | 43.2 | 145812.67 | 6299107.344 | 40 | 1728 | f | Cetakan | m² | 43.2 | 145812.67 | 6299107.344 | 40 | 1728 | f | Cetakan | m² | 43.2 | 145812.67 | 6299107.344 | 40 | 1728
g | Pre-cast block ukuran 20 x 20 x 10 (cm) | bh | 4 | 100000 | 400000 | 2.5 | 10 | g | Pre-cast block ukuran 20 x 20 x 10 (cm) | bh | 4 | 100000 | 400000 | 2.5 | 10 | g | Pre-cast block ukuran 20 x 20 x 10 (cm) | bh | 4 | 100000 | 400000 | 2.5 | 10 | g | Pre-cast block ukuran 20 x 20 x 10 (cm) | bh | 4 | 100000 | 400000 | 2.5 | 10
|  |  |  | 0 |  |  | 176964.2977 | [5 empty] | 0 |  | 176964.2977 | [7 empty] | 176964.2977 | [7 empty] | 176964.2977
3 | Pekerjaan Lain-lain |  |  | 0 |  |  |  | 3 | Pekerjaan Lain-lain |  |  |  | 0 |  |  | 3 | Pekerjaan Lain-lain | [6 empty] | 3 | Pekerjaan Lain-lain
a | Pembuatan dan Pemasangan Patok Beton Batas Tanah | bh | 4 | 181849.04 | 727396.16 |  |  | a | Pembuatan dan Pemasangan Patok Beton Batas Tanah | bh | 4 | 181849.04 | 727396.16 |  |  | a | Pembuatan dan Pemasangan Patok Beton Batas Tanah | bh | 4 | 181849.04 | 727396.16 |  |  | a | Pembuatan dan Pemasangan Patok Beton Batas Tanah | bh | 4 | 181849.04 | 727396.16
b | Transport Material Pondasi ke Lokasi Tower | kg | 176964.2977 | 462.77 | 81893768.0532 |  |  | b | Transport Material Pondasi ke Lokasi Tower | kg | 176964.2977 | 462.77 | 81893768.0532 |  |  | b | Transport Material Pondasi ke Lokasi Tower | kg | 176964.2977 | 462.77 | 81893768.0532 |  |  | b | Transport Material Pondasi ke Lokasi Tower | kg | 176964.2977 | 462.77 | 81893768.0532
c | Tes Kubus Beton (15x15x15) cm³ | bh | 4 | 387825 | 1551300 |  |  | c | Tes Kubus Beton (15x15x15) cm³ | bh | 4 | 387825 | 1551300 |  |  | c | Tes Kubus Beton (15x15x15) cm³ | bh | 4 | 387825 | 1551300 |  |  | c | Tes Kubus Beton (15x15x15) cm³ | bh | 4 | 387825 | 1551300
d | Penyetelan stub (besi kaki) tower | kg | 150.936 | 3758.6985 | 567322.91 |  |  | d | Penyetelan stub (besi kaki) tower | kg | 239.616 | 3758.6985 | 900644.289 |  |  | d | Pengadaan & Penyetelan stub (besi kaki) tower | kg | 311.472 | 3758.6985 | 1170729.3252 |  |  | d | Pengadaan & Penyetelan stub (besi kaki) tower | kg | 403.176 | 3758.6985 | 1515417.0083
e | Pemasangan grounding dan perlengkapannya | set | 1 | 855127 | 855127 |  |  | e | Pemasangan grounding dan perlengkapannya | set | 1 | 855127 | 855127 |  |  | e | Pemasangan grounding dan perlengkapannya | set | 1 | 855127 | 855127 |  |  | e | Pemasangan grounding dan perlengkapannya | set | 1 | 855127 | 855127
f | Pengujian grounding dan perlengkapannya | set | 1 | 674025 | 674025 |  |  | f | Pengujian grounding dan perlengkapannya | set | 1 | 674025 | 674025 |  |  | f | Pengujian grounding dan perlengkapannya | set | 1 | 674025 | 674025 |  |  | f | Pengujian grounding dan perlengkapannya | set | 1 | 674025 | 674025
| TOTAL PONDASI CLASS 6 (9 m, 4 PILE) |  |  |  | 326492416.5601 |  |  |  | TOTAL PONDASI CLASS 6 (9 m, 4 PILE) |  |  |  | 326825737.939 |  |  |  | TOTAL PONDASI CLASS 6 (9 m, 4 PILE) |  |  |  | 327095822.9752 |  |  |  | TOTAL PONDASI CLASS 6 (9 m, 4 PILE) |  |  |  | 327440510.6583
Type Tower : AA |  | 6 | [5 empty] | Type Tower : Bb |  | 6 | [5 empty] | Type Tower : Cc | [7 empty] | Type Tower : Dd/DDR
| PONDASI: Class 6 - Concrete Pile 10 m 4 pile | [7 empty] | PONDASI: Class 6 - Concrete Pile 10 m 4 pile | [7 empty] | PONDASI: Class 6 - Concrete Pile 10 m 4 Pile | [7 empty] | PONDASI: Class 6 - Concrete Pile 10 m 4 Pile
1 | Pekerjaan Tanah | [6 empty] | 1 | Pekerjaan Tanah | [6 empty] | 1 | Pekerjaan Tanah | [6 empty] | 1 | Pekerjaan Tanah
a | Galian tanah | m³ | 50.35 | 102390.75 | 5155374.2625 |  |  | a | Galian tanah | m³ | 50.35 | 102390.75 | 5155374.2625 |  |  | a | Galian tanah | m³ | 50.35 | 102390.75 | 5155374.2625 |  |  | a | Galian tanah | m³ | 50.35 | 102390.75 | 5155374.2625
b | Urugan kembali | m³ | 12.16 | 62462.95 | 759549.472 |  |  | b | Urugan kembali | m³ | 12.16 | 62462.95 | 759549.472 |  |  | b | Urugan kembali | m³ | 12.16 | 62462.95 | 759549.472 |  |  | b | Urugan kembali | m³ | 12.16 | 62462.95 | 759549.472
c | Pengeboran | m' | 160 | 52230.6125 | 8356898 |  |  | c | Pengeboran | m' | 160 | 52230.6125 | 8356898 |  |  | c | Pengeboran | m' | 160 | 52230.6125 | 8356898 |  |  | c | Pengeboran | m' | 160 | 52230.6125 | 8356898
|  |  |  | 0 | [8 empty] | 0
2 | Pekerjaan Beton |  |  | 0 |  | BJ |  | 2 | Pekerjaan Beton |  |  |  | 0 | BJ |  | 2 | Pekerjaan Beton |  |  |  |  | BJ |  | 2 | Pekerjaan Beton |  |  |  |  | BJ
a | Urugan pasir, t = 10 cm | m³ | 4.9 | 404738.95 | 1983220.855 | 1400 | 6860 | a | Urugan pasir, t = 10 cm | m³ | 4.9 | 404738.95 | 1983220.855 | 1400 | 6860 | a | Urugan pasir, t = 10 cm | m³ | 4.9 | 404738.95 | 1983220.855 | 1400 | 6860 | a | Urugan pasir, t = 10 cm | m³ | 4.9 | 404738.95 | 1983220.855 | 1400 | 6860
b | Beton 1 : 3 : 5, leveling ( t = 5 cm ) | m³ | 2.45 | 710224.7079 | 1740050.5344 | 2200 | 5390 | b | Beton 1 : 3 : 5, leveling ( t = 5 cm ) | m³ | 2.45 | 710224.7079 | 1740050.5344 | 2200 | 5390 | b | Beton 1 : 3 : 5, leveling ( t = 5 cm ) | m³ | 2.45 | 710224.7079 | 1740050.5344 | 2200 | 5390 | b | Beton 1 : 3 : 5, leveling ( t = 5 cm ) | m³ | 2.45 | 710224.7079 | 1740050.5344 | 2200 | 5390
c | Beton K 225 (Pad & Chimney) | m³ | 30.84 | 1115864.6138 | 34413264.6899 | 2400 | 74016 | c | Beton K 225 (Pad & Chimney) | m³ | 30.84 | 1115864.6138 | 34413264.6899 | 2400 | 74016 | c | Beton K 225 (Pad & Chimney) | m³ | 30.84 | 1115864.6138 | 34413264.6899 | 2400 | 74016 | c | Beton K 225 (Pad & Chimney) | m³ | 30.84 | 1115864.6138 | 34413264.6899 | 2400 | 74016
d | Beton K 175 (bore pile) | m³ | 41.6366 | 1057576.2424 | 44033848.7571 | 2200 | 91600.4571 | d | Beton K 175 (bore pile) | m³ | 41.6366 | 1057576.2424 | 44033848.7571 | 2200 | 91600.4571 | d | Beton K 175 (bore pile) | m³ | 41.6366 | 1057576.2424 | 44033848.7571 | 2200 | 91600.4571 | d | Beton K 175 (bore pile) | m³ | 41.6366 | 1057576.2424 | 44033848.7571 | 2200 | 91600.4571
e | Besi beton | kg | 7872.844 | 19478.0394 | 153347565.2284 | 1 | 7872.844 | e | Besi beton | kg | 7872.844 | 19478.0394 | 153347565.2284 | 1 | 7872.844 | e | Besi beton | kg | 7872.844 | 19478.0394 | 153347565.2284 | 1 | 7872.844 | e | Besi beton | kg | 7872.844 | 19478.0394 | 153347565.2284 | 1 | 7872.844
f | Cetakan | m² | 43.2 | 145812.67 | 6299107.344 | 40 | 1728 | f | Cetakan | m² | 43.2 | 145812.67 | 6299107.344 | 40 | 1728 | f | Cetakan | m² | 43.2 | 145812.67 | 6299107.344 | 40 | 1728 | f | Cetakan | m² | 43.2 | 145812.67 | 6299107.344 | 40 | 1728
g | Pre-cast block ukuran 20 x 20 x 10 (cm) | bh | 4 | 100000 | 400000 | 2.5 | 10 | g | Pre-cast block ukuran 20 x 20 x 10 (cm) | bh | 4 | 100000 | 400000 | 2.5 | 10 | g | Pre-cast block ukuran 20 x 20 x 10 (cm) | bh | 4 | 100000 | 400000 | 2.5 | 10 | g | Pre-cast block ukuran 20 x 20 x 10 (cm) | bh | 4 | 100000 | 400000 | 2.5 | 10
|  |  |  | 0 |  |  | 187467.3011 | [5 empty] | 0 |  | 187467.3011 | [7 empty] | 187467.3011 | [7 empty] | 187467.3011
3 | Pekerjaan Lain-lain |  |  | 0 |  |  |  | 3 | Pekerjaan Lain-lain |  |  |  | 0 |  |  | 3 | Pekerjaan Lain-lain | [6 empty] | 3 | Pekerjaan Lain-lain
a | Pembuatan dan Pemasangan Patok Beton Batas Tanah | bh | 4 | 181849.04 | 727396.16 |  |  | a | Pembuatan dan Pemasangan Patok Beton Batas Tanah | bh | 4 | 181849.04 | 727396.16 |  |  | a | Pembuatan dan Pemasangan Patok Beton Batas Tanah | bh | 4 | 181849.04 | 727396.16 |  |  | a | Pembuatan dan Pemasangan Patok Beton Batas Tanah | bh | 4 | 181849.04 | 727396.16
b | Transport Material Pondasi ke Lokasi Tower | kg | 187467.3011 | 462.77 | 86754242.9499 |  |  | b | Transport Material Pondasi ke Lokasi Tower | kg | 187467.3011 | 462.77 | 86754242.9499 |  |  | b | Transport Material Pondasi ke Lokasi Tower | kg | 187467.3011 | 462.77 | 86754242.9499 |  |  | b | Transport Material Pondasi ke Lokasi Tower | kg | 187467.3011 | 462.77 | 86754242.9499
c | Tes Kubus Beton (15x15x15) cm³ | bh | 4 | 387825 | 1551300 |  |  | c | Tes Kubus Beton (15x15x15) cm³ | bh | 4 | 387825 | 1551300 |  |  | c | Tes Kubus Beton (15x15x15) cm³ | bh | 4 | 387825 | 1551300 |  |  | c | Tes Kubus Beton (15x15x15) cm³ | bh | 4 | 387825 | 1551300
d | Penyetelan stub (besi kaki) tower | kg | 150.936 | 3758.6985 | 567322.91 |  |  | d | Penyetelan stub (besi kaki) tower | kg | 239.616 | 3758.6985 | 900644.289 |  |  | d | Pengadaan & Penyetelan stub (besi kaki) tower | kg | 311.472 | 3758.6985 | 1170729.3252 |  |  | d | Pengadaan & Penyetelan stub (besi kaki) tower | kg | 403.176 | 3758.6985 | 1515417.0083
e | Pemasangan grounding dan perlengkapannya | set | 1 | 855127 | 855127 |  |  | e | Pemasangan grounding dan perlengkapannya | set | 1 | 855127 | 855127 |  |  | e | Pemasangan grounding dan perlengkapannya | set | 1 | 855127 | 855127 |  |  | e | Pemasangan grounding dan perlengkapannya | set | 1 | 855127 | 855127
f | Pengujian grounding dan perlengkapannya | set | 1 | 674025 | 674025 |  |  | f | Pengujian grounding dan perlengkapannya | set | 1 | 674025 | 674025 |  |  | f | Pengujian grounding dan perlengkapannya | set | 1 | 674025 | 674025 |  |  | f | Pengujian grounding dan perlengkapannya | set | 1 | 674025 | 674025
| TOTAL PONDASI CLASS 6 (10 m, 4 PILE) |  |  |  | 347618293.1632 |  |  |  | TOTAL PONDASI CLASS 6 (10 m, 4 PILE) |  |  |  | 347951614.5422 |  |  |  | TOTAL PONDASI CLASS 6 (10 m, 4 PILE) |  |  |  | 348221699.5783 |  |  |  | TOTAL PONDASI CLASS 6 (10 m, 4 PILE) |  |  |  | 348566387.2615
Type Tower : AA |  | 6 | [5 empty] | Type Tower : Bb |  | 6 | [5 empty] | Type Tower : Cc | [7 empty] | Type Tower : Dd/DDR
| PONDASI: Class 6 - Concrete Pile 11 m 4 pile | [7 empty] | PONDASI: Class 6 - Concrete Pile 11 m 4 pile | [7 empty] | PONDASI: Class 6 - Concrete Pile 11 m 4 Pile | [7 empty] | PONDASI: Class 6 - Concrete Pile 11 m 4 Pile
1 | Pekerjaan Tanah | [6 empty] | 1 | Pekerjaan Tanah | [6 empty] | 1 | Pekerjaan Tanah | [6 empty] | 1 | Pekerjaan Tanah
a | Galian tanah | m³ | 50.35 | 102390.75 | 5155374.2625 |  |  | a | Galian tanah | m³ | 50.35 | 102390.75 | 5155374.2625 |  |  | a | Galian tanah | m³ | 50.35 | 102390.75 | 5155374.2625 |  |  | a | Galian tanah | m³ | 50.35 | 102390.75 | 5155374.2625
b | Urugan kembali | m³ | 12.16 | 62462.95 | 759549.472 |  |  | b | Urugan kembali | m³ | 12.16 | 62462.95 | 759549.472 |  |  | b | Urugan kembali | m³ | 12.16 | 62462.95 | 759549.472 |  |  | b | Urugan kembali | m³ | 12.16 | 62462.95 | 759549.472
c | Pengeboran | m' | 176 | 52230.6125 | 9192587.8 |  |  | c | Pengeboran | m' | 176 | 52230.6125 | 9192587.8 |  |  | c | Pengeboran | m' | 176 | 52230.6125 | 9192587.8 |  |  | c | Pengeboran | m' | 176 | 52230.6125 | 9192587.8
|  |  |  | 0 | [8 empty] | 0
2 | Pekerjaan Beton |  |  | 0 |  | BJ |  | 2 | Pekerjaan Beton |  |  |  | 0 | BJ |  | 2 | Pekerjaan Beton |  |  |  |  | BJ |  | 2 | Pekerjaan Beton |  |  |  |  | BJ
a | Urugan pasir, t = 10 cm | m³ | 4.9 | 404738.95 | 1983220.855 | 1400 | 6860 | a | Urugan pasir, t = 10 cm | m³ | 4.9 | 404738.95 | 1983220.855 | 1400 | 6860 | a | Urugan pasir, t = 10 cm | m³ | 4.9 | 404738.95 | 1983220.855 | 1400 | 6860 | a | Urugan pasir, t = 10 cm | m³ | 4.9 | 404738.95 | 1983220.855 | 1400 | 6860
b | Beton 1 : 3 : 5, leveling ( t = 5 cm ) | m³ | 2.45 | 710224.7079 | 1740050.5344 | 2200 | 5390 | b | Beton 1 : 3 : 5, leveling ( t = 5 cm ) | m³ | 2.45 | 710224.7079 | 1740050.5344 | 2200 | 5390 | b | Beton 1 : 3 : 5, leveling ( t = 5 cm ) | m³ | 2.45 | 710224.7079 | 1740050.5344 | 2200 | 5390 | b | Beton 1 : 3 : 5, leveling ( t = 5 cm ) | m³ | 2.45 | 710224.7079 | 1740050.5344 | 2200 | 5390
c | Beton K 225 (Pad & Chimney) | m³ | 30.84 | 1115864.6138 | 34413264.6899 | 2400 | 74016 | c | Beton K 225 (Pad & Chimney) | m³ | 30.84 | 1115864.6138 | 34413264.6899 | 2400 | 74016 | c | Beton K 225 (Pad & Chimney) | m³ | 30.84 | 1115864.6138 | 34413264.6899 | 2400 | 74016 | c | Beton K 225 (Pad & Chimney) | m³ | 30.84 | 1115864.6138 | 34413264.6899 | 2400 | 74016
d | Beton K 175 (bore pile) | m³ | 46.1623 | 1057576.2424 | 48820136.6654 | 2200 | 101557.0286 | d | Beton K 175 (bore pile) | m³ | 46.1623 | 1057576.2424 | 48820136.6654 | 2200 | 101557.0286 | d | Beton K 175 (bore pile) | m³ | 46.1623 | 1057576.2424 | 48820136.6654 | 2200 | 101557.0286 | d | Beton K 175 (bore pile) | m³ | 46.1623 | 1057576.2424 | 48820136.6654 | 2200 | 101557.0286
e | Besi beton | kg | 8419.084 | 19478.0394 | 163987249.443 | 1 | 8419.084 | e | Besi beton | kg | 8419.084 | 19478.0394 | 163987249.443 | 1 | 8419.084 | e | Besi beton | kg | 8419.084 | 19478.0394 | 163987249.443 | 1 | 8419.084 | e | Besi beton | kg | 8419.084 | 19478.0394 | 163987249.443 | 1 | 8419.084
f | Cetakan | m² | 43.2 | 145812.67 | 6299107.344 | 40 | 1728 | f | Cetakan | m² | 43.2 | 145812.67 | 6299107.344 | 40 | 1728 | f | Cetakan | m² | 43.2 | 145812.67 | 6299107.344 | 40 | 1728 | f | Cetakan | m² | 43.2 | 145812.67 | 6299107.344 | 40 | 1728
g | Pre-cast block ukuran 20 x 20 x 10 (cm) | bh | 4 | 100000 | 400000 | 2.5 | 10 | g | Pre-cast block ukuran 20 x 20 x 10 (cm) | bh | 4 | 100000 | 400000 | 2.5 | 10 | g | Pre-cast block ukuran 20 x 20 x 10 (cm) | bh | 4 | 100000 | 400000 | 2.5 | 10 | g | Pre-cast block ukuran 20 x 20 x 10 (cm) | bh | 4 | 100000 | 400000 | 2.5 | 10
|  |  |  | 0 |  |  | 197970.1126 | [5 empty] | 0 |  | 197970.1126 | [7 empty] | 197970.1126 | [7 empty] | 197970.1126
3 | Pekerjaan Lain-lain |  |  | 0 |  |  |  | 3 | Pekerjaan Lain-lain |  |  |  | 0 |  |  | 3 | Pekerjaan Lain-lain | [6 empty] | 3 | Pekerjaan Lain-lain
a | Pembuatan dan Pemasangan Patok Beton Batas Tanah | bh | 4 | 181849.04 | 727396.16 |  |  | a | Pembuatan dan Pemasangan Patok Beton Batas Tanah | bh | 4 | 181849.04 | 727396.16 |  |  | a | Pembuatan dan Pemasangan Patok Beton Batas Tanah | bh | 4 | 181849.04 | 727396.16 |  |  | a | Pembuatan dan Pemasangan Patok Beton Batas Tanah | bh | 4 | 181849.04 | 727396.16
b | Transport Material Pondasi ke Lokasi Tower | kg | 197970.1126 | 462.77 | 91614628.9947 |  |  | b | Transport Material Pondasi ke Lokasi Tower | kg | 197970.1126 | 462.77 | 91614628.9947 |  |  | b | Transport Material Pondasi ke Lokasi Tower | kg | 197970.1126 | 462.77 | 91614628.9947 |  |  | b | Transport Material Pondasi ke Lokasi Tower | kg | 197970.1126 | 462.77 | 91614628.9947
c | Tes Kubus Beton (15x15x15) cm³ | bh | 4 | 387825 | 1551300 |  |  | c | Tes Kubus Beton (15x15x15) cm³ | bh | 4 | 387825 | 1551300 |  |  | c | Tes Kubus Beton (15x15x15) cm³ | bh | 4 | 387825 | 1551300 |  |  | c | Tes Kubus Beton (15x15x15) cm³ | bh | 4 | 387825 | 1551300
d | Penyetelan stub (besi kaki) tower | kg | 150.936 | 3758.6985 | 567322.91 |  |  | d | Penyetelan stub (besi kaki) tower | kg | 239.616 | 3758.6985 | 900644.289 |  |  | d | Pengadaan & Penyetelan stub (besi kaki) tower | kg | 311.472 | 3758.6985 | 1170729.3252 |  |  | d | Pengadaan & Penyetelan stub (besi kaki) tower | kg | 403.176 | 3758.6985 | 1515417.0083
e | Pemasangan grounding dan perlengkapannya | set | 1 | 855127 | 855127 |  |  | e | Pemasangan grounding dan perlengkapannya | set | 1 | 855127 | 855127 |  |  | e | Pemasangan grounding dan perlengkapannya | set | 1 | 855127 | 855127 |  |  | e | Pemasangan grounding dan perlengkapannya | set | 1 | 855127 | 855127
f | Pengujian grounding dan perlengkapannya | set | 1 | 674025 | 674025 |  |  | f | Pengujian grounding dan perlengkapannya | set | 1 | 674025 | 674025 |  |  | f | Pengujian grounding dan perlengkapannya | set | 1 | 674025 | 674025 |  |  | f | Pengujian grounding dan perlengkapannya | set | 1 | 674025 | 674025
| TOTAL PONDASI CLASS 6 (11 m, 4 PILE) |  |  |  | 368740341.1309 |  |  |  | TOTAL PONDASI CLASS 6 (11 m, 4 PILE) |  |  |  | 369073662.5099 |  |  |  | TOTAL PONDASI CLASS 6 (11 m, 4 PILE) |  |  |  | 369343747.5461 |  |  |  | TOTAL PONDASI CLASS 6 (11 m, 4 PILE) |  |  |  | 369688435.2292
Type Tower : AA |  | 6 | [5 empty] | Type Tower : Bb |  | 6 | [5 empty] | Type Tower : Cc | [7 empty] | Type Tower : Dd/DDR
| PONDASI: Class 6 - Concrete Pile 12 m 4 pile | [7 empty] | PONDASI: Class 6 - Concrete Pile 12 m 4 pile | [7 empty] | PONDASI: Class 6 - Concrete Pile 12 m 4 Pile | [7 empty] | PONDASI: Class 6 - Concrete Pile 12 m 4 Pile
1 | Pekerjaan Tanah | [6 empty] | 1 | Pekerjaan Tanah | [6 empty] | 1 | Pekerjaan Tanah | [6 empty] | 1 | Pekerjaan Tanah
a | Galian tanah | m³ | 50.35 | 102390.75 | 5155374.2625 |  |  | a | Galian tanah | m³ | 50.35 | 102390.75 | 5155374.2625 |  |  | a | Galian tanah | m³ | 50.35 | 102390.75 | 5155374.2625 |  |  | a | Galian tanah | m³ | 50.35 | 102390.75 | 5155374.2625
b | Urugan kembali | m³ | 12.16 | 62462.95 | 759549.472 |  |  | b | Urugan kembali | m³ | 12.16 | 62462.95 | 759549.472 |  |  | b | Urugan kembali | m³ | 12.16 | 62462.95 | 759549.472 |  |  | b | Urugan kembali | m³ | 12.16 | 62462.95 | 759549.472
c | Pengeboran | m' | 192 | 52230.6125 | 10028277.6 |  |  | c | Pengeboran | m' | 192 | 52230.6125 | 10028277.6 |  |  | c | Pengeboran | m' | 192 | 52230.6125 | 10028277.6 |  |  | c | Pengeboran | m' | 192 | 52230.6125 | 10028277.6
0
2 | Pekerjaan Beton |  |  | 0 |  | BJ |  | 2 | Pekerjaan Beton |  |  |  |  | BJ |  | 2 | Pekerjaan Beton |  |  |  |  | BJ |  | 2 | Pekerjaan Beton |  |  |  |  | BJ
a | Urugan pasir, t = 10 cm | m³ | 4.9 | 404738.95 | 1983220.855 | 1400 | 6860 | a | Urugan pasir, t = 10 cm | m³ | 4.9 | 404738.95 | 1983220.855 | 1400 | 6860 | a | Urugan pasir, t = 10 cm | m³ | 4.9 | 404738.95 | 1983220.855 | 1400 | 6860 | a | Urugan pasir, t = 10 cm | m³ | 4.9 | 404738.95 | 1983220.855 | 1400 | 6860
b | Beton 1 : 3 : 5, leveling ( t = 5 cm ) | m³ | 2.45 | 710224.7079 | 1740050.5344 | 2200 | 5390 | b | Beton 1 : 3 : 5, leveling ( t = 5 cm ) | m³ | 2.45 | 710224.7079 | 1740050.5344 | 2200 | 5390 | b | Beton 1 : 3 : 5, leveling ( t = 5 cm ) | m³ | 2.45 | 710224.7079 | 1740050.5344 | 2200 | 5390 | b | Beton 1 : 3 : 5, leveling ( t = 5 cm ) | m³ | 2.45 | 710224.7079 | 1740050.5344 | 2200 | 5390
c | Beton K 225 (Pad & Chimney) | m³ | 30.84 | 1115864.6138 | 34413264.6899 | 2400 | 74016 | c | Beton K 225 (Pad & Chimney) | m³ | 30.84 | 1115864.6138 | 34413264.6899 | 2400 | 74016 | c | Beton K 225 (Pad & Chimney) | m³ | 30.84 | 1115864.6138 | 34413264.6899 | 2400 | 74016 | c | Beton K 225 (Pad & Chimney) | m³ | 30.84 | 1115864.6138 | 34413264.6899 | 2400 | 74016
d | Beton K 175 (bore pile) | m³ | 50.688 | 1057576.2424 | 53606424.5738 | 2200 | 111513.6 | d | Beton K 175 (bore pile) | m³ | 50.688 | 1057576.2424 | 53606424.5738 | 2200 | 111513.6 | d | Beton K 175 (bore pile) | m³ | 50.688 | 1057576.2424 | 53606424.5738 | 2200 | 111513.6 | d | Beton K 175 (bore pile) | m³ | 50.688 | 1057576.2424 | 53606424.5738 | 2200 | 111513.6
e | Besi beton | kg | 8965.516 | 19478.0394 | 174630673.4411 | 1 | 8965.516 | e | Besi beton | kg | 8965.516 | 19478.0394 | 174630673.4411 | 1 | 8965.516 | e | Besi beton | kg | 8965.516 | 19478.0394 | 174630673.4411 | 1 | 8965.516 | e | Besi beton | kg | 8965.516 | 19478.0394 | 174630673.4411 | 1 | 8965.516
f | Cetakan | m² | 43.2 | 145812.67 | 6299107.344 | 40 | 1728 | f | Cetakan | m² | 43.2 | 145812.67 | 6299107.344 | 40 | 1728 | f | Cetakan | m² | 43.2 | 145812.67 | 6299107.344 | 40 | 1728 | f | Cetakan | m² | 43.2 | 145812.67 | 6299107.344 | 40 | 1728
g | Pre-cast block ukuran 20 x 20 x 10 (cm) | bh | 4 | 100000 | 400000 | 2.5 | 10 | g | Pre-cast block ukuran 20 x 20 x 10 (cm) | bh | 4 | 100000 | 400000 | 2.5 | 10 | g | Pre-cast block ukuran 20 x 20 x 10 (cm) | bh | 4 | 100000 | 400000 | 2.5 | 10 | g | Pre-cast block ukuran 20 x 20 x 10 (cm) | bh | 4 | 100000 | 400000 | 2.5 | 10
|  |  |  | 0 |  |  | 208473.116 | [7 empty] | 208473.116 | [7 empty] | 208473.116 | [7 empty] | 208473.116
3 | Pekerjaan Lain-lain |  |  | 0 |  |  |  | 3 | Pekerjaan Lain-lain | [6 empty] | 3 | Pekerjaan Lain-lain | [6 empty] | 3 | Pekerjaan Lain-lain
a | Pembuatan dan Pemasangan Patok Beton Batas Tanah | bh | 4 | 181849.04 | 727396.16 |  |  | a | Pembuatan dan Pemasangan Patok Beton Batas Tanah | bh | 4 | 181849.04 | 727396.16 |  |  | a | Pembuatan dan Pemasangan Patok Beton Batas Tanah | bh | 4 | 181849.04 | 727396.16 |  |  | a | Pembuatan dan Pemasangan Patok Beton Batas Tanah | bh | 4 | 181849.04 | 727396.16
b | Transport Material Pondasi ke Lokasi Tower | kg | 208473.116 | 462.77 | 96475103.8913 |  |  | b | Transport Material Pondasi ke Lokasi Tower | kg | 208473.116 | 462.77 | 96475103.8913 |  |  | b | Transport Material Pondasi ke Lokasi Tower | kg | 208473.116 | 462.77 | 96475103.8913 |  |  | b | Transport Material Pondasi ke Lokasi Tower | kg | 208473.116 | 462.77 | 96475103.8913
c | Tes Kubus Beton (15x15x15) cm³ | bh | 4 | 387825 | 1551300 |  |  | c | Tes Kubus Beton (15x15x15) cm³ | bh | 4 | 387825 | 1551300 |  |  | c | Tes Kubus Beton (15x15x15) cm³ | bh | 4 | 387825 | 1551300 |  |  | c | Tes Kubus Beton (15x15x15) cm³ | bh | 4 | 387825 | 1551300
d | Penyetelan stub (besi kaki) tower | kg | 150.936 | 3758.6985 | 567322.91 |  |  | d | Penyetelan stub (besi kaki) tower | kg | 239.616 | 3758.6985 | 900644.289 |  |  | d | Pengadaan & Penyetelan stub (besi kaki) tower | kg | 311.472 | 3758.6985 | 1170729.3252 |  |  | d | Pengadaan & Penyetelan stub (besi kaki) tower | kg | 403.176 | 3758.6985 | 1515417.0083
e | Pemasangan grounding dan perlengkapannya | set | 1 | 855127 | 855127 |  |  | e | Pemasangan grounding dan perlengkapannya | set | 1 | 855127 | 855127 |  |  | e | Pemasangan grounding dan perlengkapannya | set | 1 | 855127 | 855127 |  |  | e | Pemasangan grounding dan perlengkapannya | set | 1 | 855127 | 855127
f | Pengujian grounding dan perlengkapannya | set | 1 | 674025 | 674025 |  |  | f | Pengujian grounding dan perlengkapannya | set | 1 | 674025 | 674025 |  |  | f | Pengujian grounding dan perlengkapannya | set | 1 | 674025 | 674025 |  |  | f | Pengujian grounding dan perlengkapannya | set | 1 | 674025 | 674025
| TOTAL PONDASI CLASS 6 (12 m, 4 PILE) |  |  |  | 389866217.734 |  |  |  | TOTAL PONDASI CLASS 6 (12 m, 4 PILE) |  |  |  | 390199539.113 |  |  |  | TOTAL PONDASI CLASS 6 (12 m, 4 PILE) |  |  |  | 390469624.1492 |  |  |  | TOTAL PONDASI CLASS 6 (12 m, 4 PILE) |  |  |  | 390814311.8323
Type Tower : AA |  | 6 | [5 empty] | Type Tower : Bb |  | 6 | [5 empty] | Type Tower : Cc | [7 empty] | Type Tower : Dd/DDR
| PONDASI: Class 6 - Concrete Pile 13 m 4 pile | [7 empty] | PONDASI: Class 6 - Concrete Pile 13 m 4 pile | [7 empty] | PONDASI: Class 6 - Concrete Pile 13 m 4 Pile | [7 empty] | PONDASI: Class 6 - Concrete Pile 13 m 4 Pile
1 | Pekerjaan Tanah | [6 empty] | 1 | Pekerjaan Tanah | [6 empty] | 1 | Pekerjaan Tanah | [6 empty] | 1 | Pekerjaan Tanah
a | Galian tanah | m³ | 50.35 | 102390.75 | 5155374.2625 |  |  | a | Galian tanah | m³ | 50.35 | 102390.75 | 5155374.2625 |  |  | a | Galian tanah | m³ | 50.35 | 102390.75 | 5155374.2625 |  |  | a | Galian tanah | m³ | 50.35 | 102390.75 | 5155374.2625
b | Urugan kembali | m³ | 12.16 | 62462.95 | 759549.472 |  |  | b | Urugan kembali | m³ | 12.16 | 62462.95 | 759549.472 |  |  | b | Urugan kembali | m³ | 12.16 | 62462.95 | 759549.472 |  |  | b | Urugan kembali | m³ | 12.16 | 62462.95 | 759549.472
c | Pengeboran | m' | 208 | 52230.6125 | 10863967.4 |  |  | c | Pengeboran | m' | 208 | 52230.6125 | 10863967.4 |  |  | c | Pengeboran | m' | 208 | 52230.6125 | 10863967.4 |  |  | c | Pengeboran | m' | 208 | 52230.6125 | 10863967.4
2 | Pekerjaan Beton |  |  |  |  | BJ |  | 2 | Pekerjaan Beton |  |  |  |  | BJ |  | 2 | Pekerjaan Beton |  |  |  |  | BJ |  | 2 | Pekerjaan Beton |  |  |  |  | BJ
a | Urugan pasir, t = 10 cm | m³ | 4.9 | 404738.95 | 1983220.855 | 1400 | 6860 | a | Urugan pasir, t = 10 cm | m³ | 4.9 | 404738.95 | 1983220.855 | 1400 | 6860 | a | Urugan pasir, t = 10 cm | m³ | 4.9 | 404738.95 | 1983220.855 | 1400 | 6860 | a | Urugan pasir, t = 10 cm | m³ | 4.9 | 404738.95 | 1983220.855 | 1400 | 6860
b | Beton 1 : 3 : 5, leveling ( t = 5 cm ) | m³ | 2.45 | 710224.7079 | 1740050.5344 | 2200 | 5390 | b | Beton 1 : 3 : 5, leveling ( t = 5 cm ) | m³ | 2.45 | 710224.7079 | 1740050.5344 | 2200 | 5390 | b | Beton 1 : 3 : 5, leveling ( t = 5 cm ) | m³ | 2.45 | 710224.7079 | 1740050.5344 | 2200 | 5390 | b | Beton 1 : 3 : 5, leveling ( t = 5 cm ) | m³ | 2.45 | 710224.7079 | 1740050.5344 | 2200 | 5390
c | Beton K 225 (Pad & Chimney) | m³ | 30.84 | 1115864.6138 | 34413264.6899 | 2400 | 74016 | c | Beton K 225 (Pad & Chimney) | m³ | 30.84 | 1115864.6138 | 34413264.6899 | 2400 | 74016 | c | Beton K 225 (Pad & Chimney) | m³ | 30.84 | 1115864.6138 | 34413264.6899 | 2400 | 74016 | c | Beton K 225 (Pad & Chimney) | m³ | 30.84 | 1115864.6138 | 34413264.6899 | 2400 | 74016
d | Beton K 175 (bore pile) | m³ | 55.2137 | 1057576.2424 | 58392712.4822 | 2200 | 121470.1714 | d | Beton K 175 (bore pile) | m³ | 55.2137 | 1057576.2424 | 58392712.4822 | 2200 | 121470.1714 | d | Beton K 175 (bore pile) | m³ | 55.2137 | 1057576.2424 | 58392712.4822 | 2200 | 121470.1714 | d | Beton K 175 (bore pile) | m³ | 55.2137 | 1057576.2424 | 58392712.4822 | 2200 | 121470.1714
e | Besi beton | kg | 9511.948 | 19478.0394 | 185274097.4392 | 1 | 9511.948 | e | Besi beton | kg | 9511.948 | 19478.0394 | 185274097.4392 | 1 | 9511.948 | e | Besi beton | kg | 9511.948 | 19478.0394 | 185274097.4392 | 1 | 9511.948 | e | Besi beton | kg | 9511.948 | 19478.0394 | 185274097.4392 | 1 | 9511.948
f | Cetakan | m² | 43.2 | 145812.67 | 6299107.344 | 40 | 1728 | f | Cetakan | m² | 43.2 | 145812.67 | 6299107.344 | 40 | 1728 | f | Cetakan | m² | 43.2 | 145812.67 | 6299107.344 | 40 | 1728 | f | Cetakan | m² | 43.2 | 145812.67 | 6299107.344 | 40 | 1728
g | Pre-cast block ukuran 20 x 20 x 10 (cm) | bh | 4 | 100000 | 400000 | 2.5 | 10 | g | Pre-cast block ukuran 20 x 20 x 10 (cm) | bh | 4 | 100000 | 400000 | 2.5 | 10 | g | Pre-cast block ukuran 20 x 20 x 10 (cm) | bh | 4 | 100000 | 400000 | 2.5 | 10 | g | Pre-cast block ukuran 20 x 20 x 10 (cm) | bh | 4 | 100000 | 400000 | 2.5 | 10
[7 empty] | 218976.1194 | [7 empty] | 218976.1194 | [7 empty] | 218976.1194 | [7 empty] | 218976.1194
3 | Pekerjaan Lain-lain | [6 empty] | 3 | Pekerjaan Lain-lain | [6 empty] | 3 | Pekerjaan Lain-lain | [6 empty] | 3 | Pekerjaan Lain-lain
a | Pembuatan dan Pemasangan Patok Beton Batas Tanah | bh | 4 | 181849.04 | 727396.16 |  |  | a | Pembuatan dan Pemasangan Patok Beton Batas Tanah | bh | 4 | 181849.04 | 727396.16 |  |  | a | Pembuatan dan Pemasangan Patok Beton Batas Tanah | bh | 4 | 181849.04 | 727396.16 |  |  | a | Pembuatan dan Pemasangan Patok Beton Batas Tanah | bh | 4 | 181849.04 | 727396.16
b | Transport Material Pondasi ke Lokasi Tower | kg | 218976.1194 | 462.77 | 101335578.788 |  |  | b | Transport Material Pondasi ke Lokasi Tower | kg | 218976.1194 | 462.77 | 101335578.788 |  |  | b | Transport Material Pondasi ke Lokasi Tower | kg | 218976.1194 | 462.77 | 101335578.788 |  |  | b | Transport Material Pondasi ke Lokasi Tower | kg | 218976.1194 | 462.77 | 101335578.788
c | Tes Kubus Beton (15x15x15) cm³ | bh | 4 | 387825 | 1551300 |  |  | c | Tes Kubus Beton (15x15x15) cm³ | bh | 4 | 387825 | 1551300 |  |  | c | Tes Kubus Beton (15x15x15) cm³ | bh | 4 | 387825 | 1551300 |  |  | c | Tes Kubus Beton (15x15x15) cm³ | bh | 4 | 387825 | 1551300
d | Penyetelan stub (besi kaki) tower | kg | 150.936 | 3758.6985 | 567322.91 |  |  | d | Penyetelan stub (besi kaki) tower | kg | 239.616 | 3758.6985 | 900644.289 |  |  | d | Pengadaan & Penyetelan stub (besi kaki) tower | kg | 311.472 | 3758.6985 | 1170729.3252 |  |  | d | Pengadaan & Penyetelan stub (besi kaki) tower | kg | 403.176 | 3758.6985 | 1515417.0083
e | Pemasangan grounding dan perlengkapannya | set | 1 | 855127 | 855127 |  |  | e | Pemasangan grounding dan perlengkapannya | set | 1 | 855127 | 855127 |  |  | e | Pemasangan grounding dan perlengkapannya | set | 1 | 855127 | 855127 |  |  | e | Pemasangan grounding dan perlengkapannya | set | 1 | 855127 | 855127
f | Pengujian grounding dan perlengkapannya | set | 1 | 674025 | 674025 |  |  | f | Pengujian grounding dan perlengkapannya | set | 1 | 674025 | 674025 |  |  | f | Pengujian grounding dan perlengkapannya | set | 1 | 674025 | 674025 |  |  | f | Pengujian grounding dan perlengkapannya | set | 1 | 674025 | 674025
| TOTAL PONDASI CLASS 6 (13 m, 4 PILE) |  |  |  | 410992094.3371 |  |  |  | TOTAL PONDASI CLASS 6 (13 m, 4 PILE) |  |  |  | 411325415.7161 |  |  |  | TOTAL PONDASI CLASS 6 (13 m, 4 PILE) |  |  |  | 411595500.7523 |  |  |  | TOTAL PONDASI CLASS 6 (13 m, 4 PILE) |  |  |  | 411940188.4354
Type Tower : AA |  | 6 | [5 empty] | Type Tower : Bb |  | 6 | [5 empty] | Type Tower : Cc | [7 empty] | Type Tower : Dd/DDR
| PONDASI: Class 6 - Concrete Pile 14 m 4 pile | [7 empty] | PONDASI: Class 6 - Concrete Pile 14 m 4 pile | [7 empty] | PONDASI: Class 6 - Concrete Pile 14 m 4 Pile | [7 empty] | PONDASI: Class 6 - Concrete Pile 14 m 4 Pile
1 | Pekerjaan Tanah | [6 empty] | 1 | Pekerjaan Tanah | [6 empty] | 1 | Pekerjaan Tanah | [6 empty] | 1 | Pekerjaan Tanah
a | Galian tanah | m³ | 50.35 | 102390.75 | 5155374.2625 |  |  | a | Galian tanah | m³ | 50.35 | 102390.75 | 5155374.2625 |  |  | a | Galian tanah | m³ | 50.35 | 102390.75 | 5155374.2625 |  |  | a | Galian tanah | m³ | 50.35 | 102390.75 | 5155374.2625
b | Urugan kembali | m³ | 12.16 | 62462.95 | 759549.472 |  |  | b | Urugan kembali | m³ | 12.16 | 62462.95 | 759549.472 |  |  | b | Urugan kembali | m³ | 12.16 | 62462.95 | 759549.472 |  |  | b | Urugan kembali | m³ | 12.16 | 62462.95 | 759549.472
c | Pengeboran | m' | 224 | 52230.6125 | 11699657.2 |  |  | c | Pengeboran | m' | 224 | 52230.6125 | 11699657.2 |  |  | c | Pengeboran | m' | 224 | 52230.6125 | 11699657.2 |  |  | c | Pengeboran | m' | 224 | 52230.6125 | 11699657.2
0
2 | Pekerjaan Beton |  |  |  | 0 | BJ |  | 2 | Pekerjaan Beton |  |  |  |  | BJ |  | 2 | Pekerjaan Beton |  |  |  |  | BJ |  | 2 | Pekerjaan Beton |  |  |  |  | BJ
a | Urugan pasir, t = 10 cm | m³ | 4.9 | 404738.95 | 1983220.855 | 1400 | 6860 | a | Urugan pasir, t = 10 cm | m³ | 4.9 | 404738.95 | 1983220.855 | 1400 | 6860 | a | Urugan pasir, t = 10 cm | m³ | 4.9 | 404738.95 | 1983220.855 | 1400 | 6860 | a | Urugan pasir, t = 10 cm | m³ | 4.9 | 404738.95 | 1983220.855 | 1400 | 6860
b | Beton 1 : 3 : 5, leveling ( t = 5 cm ) | m³ | 2.45 | 710224.7079 | 1740050.5344 | 2200 | 5390 | b | Beton 1 : 3 : 5, leveling ( t = 5 cm ) | m³ | 2.45 | 710224.7079 | 1740050.5344 | 2200 | 5390 | b | Beton 1 : 3 : 5, leveling ( t = 5 cm ) | m³ | 2.45 | 710224.7079 | 1740050.5344 | 2200 | 5390 | b | Beton 1 : 3 : 5, leveling ( t = 5 cm ) | m³ | 2.45 | 710224.7079 | 1740050.5344 | 2200 | 5390
c | Beton K 225 (Pad & Chimney) | m³ | 30.84 | 1115864.6138 | 34413264.6899 | 2400 | 74016 | c | Beton K 225 (Pad & Chimney) | m³ | 30.84 | 1115864.6138 | 34413264.6899 | 2400 | 74016 | c | Beton K 225 (Pad & Chimney) | m³ | 30.84 | 1115864.6138 | 34413264.6899 | 2400 | 74016 | c | Beton K 225 (Pad & Chimney) | m³ | 30.84 | 1115864.6138 | 34413264.6899 | 2400 | 74016
d | Beton K 175 (bore pile) | m³ | 59.7394 | 1057576.2424 | 63179000.3906 | 2200 | 131426.7429 | d | Beton K 175 (bore pile) | m³ | 59.7394 | 1057576.2424 | 63179000.3906 | 2200 | 131426.7429 | d | Beton K 175 (bore pile) | m³ | 59.7394 | 1057576.2424 | 63179000.3906 | 2200 | 131426.7429 | d | Beton K 175 (bore pile) | m³ | 59.7394 | 1057576.2424 | 63179000.3906 | 2200 | 131426.7429
e | Besi beton | kg | 10058.38 | 19478.0394 | 195917521.4373 | 1 | 10058.38 | e | Besi beton | kg | 10058.38 | 19478.0394 | 195917521.4373 | 1 | 10058.38 | e | Besi beton | kg | 10058.38 | 19478.0394 | 195917521.4373 | 1 | 10058.38 | e | Besi beton | kg | 10058.38 | 19478.0394 | 195917521.4373 | 1 | 10058.38
f | Cetakan | m² | 43.2 | 145812.67 | 6299107.344 | 40 | 1728 | f | Cetakan | m² | 43.2 | 145812.67 | 6299107.344 | 40 | 1728 | f | Cetakan | m² | 43.2 | 145812.67 | 6299107.344 | 40 | 1728 | f | Cetakan | m² | 43.2 | 145812.67 | 6299107.344 | 40 | 1728
g | Pre-cast block ukuran 20 x 20 x 10 (cm) | bh | 4 | 100000 | 400000 | 2.5 | 10 | g | Pre-cast block ukuran 20 x 20 x 10 (cm) | bh | 4 | 100000 | 400000 | 2.5 | 10 | g | Pre-cast block ukuran 20 x 20 x 10 (cm) | bh | 4 | 100000 | 400000 | 2.5 | 10 | g | Pre-cast block ukuran 20 x 20 x 10 (cm) | bh | 4 | 100000 | 400000 | 2.5 | 10
[5 empty] | 0 |  | 229479.1229 | [7 empty] | 229479.1229 | [7 empty] | 229479.1229 | [7 empty] | 229479.1229
3 | Pekerjaan Lain-lain |  |  |  | 0 |  |  | 3 | Pekerjaan Lain-lain | [6 empty] | 3 | Pekerjaan Lain-lain | [6 empty] | 3 | Pekerjaan Lain-lain
a | Pembuatan dan Pemasangan Patok Beton Batas Tanah | bh | 4 | 181849.04 | 727396.16 |  |  | a | Pembuatan dan Pemasangan Patok Beton Batas Tanah | bh | 4 | 181849.04 | 727396.16 |  |  | a | Pembuatan dan Pemasangan Patok Beton Batas Tanah | bh | 4 | 181849.04 | 727396.16 |  |  | a | Pembuatan dan Pemasangan Patok Beton Batas Tanah | bh | 4 | 181849.04 | 727396.16
b | Transport Material Pondasi ke Lokasi Tower | kg | 229479.1229 | 462.77 | 106196053.6846 |  |  | b | Transport Material Pondasi ke Lokasi Tower | kg | 229479.1229 | 462.77 | 106196053.6846 |  |  | b | Transport Material Pondasi ke Lokasi Tower | kg | 229479.1229 | 462.77 | 106196053.6846 |  |  | b | Transport Material Pondasi ke Lokasi Tower | kg | 229479.1229 | 462.77 | 106196053.6846
c | Tes Kubus Beton (15x15x15) cm³ | bh | 4 | 387825 | 1551300 |  |  | c | Tes Kubus Beton (15x15x15) cm³ | bh | 4 | 387825 | 1551300 |  |  | c | Tes Kubus Beton (15x15x15) cm³ | bh | 4 | 387825 | 1551300 |  |  | c | Tes Kubus Beton (15x15x15) cm³ | bh | 4 | 387825 | 1551300
d | Penyetelan stub (besi kaki) tower | kg | 150.936 | 3758.6985 | 567322.91 |  |  | d | Penyetelan stub (besi kaki) tower | kg | 239.616 | 3758.6985 | 900644.289 |  |  | d | Pengadaan & Penyetelan stub (besi kaki) tower | kg | 311.472 | 3758.6985 | 1170729.3252 |  |  | d | Pengadaan & Penyetelan stub (besi kaki) tower | kg | 403.176 | 3758.6985 | 1515417.0083
e | Pemasangan grounding dan perlengkapannya | set | 1 | 855127 | 855127 |  |  | e | Pemasangan grounding dan perlengkapannya | set | 1 | 855127 | 855127 |  |  | e | Pemasangan grounding dan perlengkapannya | set | 1 | 855127 | 855127 |  |  | e | Pemasangan grounding dan perlengkapannya | set | 1 | 855127 | 855127
f | Pengujian grounding dan perlengkapannya | set | 1 | 674025 | 674025 |  |  | f | Pengujian grounding dan perlengkapannya | set | 1 | 674025 | 674025 |  |  | f | Pengujian grounding dan perlengkapannya | set | 1 | 674025 | 674025 |  |  | f | Pengujian grounding dan perlengkapannya | set | 1 | 674025 | 674025
| TOTAL PONDASI CLASS 6 (14 m, 4 PILE) |  |  |  | 432117970.9402 |  |  |  | TOTAL PONDASI CLASS 6 (14 m, 4 PILE) |  |  |  | 432451292.3192 |  |  |  | TOTAL PONDASI CLASS 6 (14 m, 4 PILE) |  |  |  | 432721377.3554 |  |  |  | TOTAL PONDASI CLASS 6 (14 m, 4 PILE) |  |  |  | 433066065.0385
Type Tower : AA |  | 6 | [5 empty] | Type Tower : Bb |  | 6 | [5 empty] | Type Tower : Cc | [7 empty] | Type Tower : Dd/DDR
| PONDASI: Class 6 - Concrete Pile 15 m 4 pile | [7 empty] | PONDASI: Class 6 - Concrete Pile 15 m 4 pile | [7 empty] | PONDASI: Class 6 - Concrete Pile 15 m 4 Pile | [7 empty] | PONDASI: Class 6 - Concrete Pile 15 m 4 Pile
1 | Pekerjaan Tanah | [6 empty] | 1 | Pekerjaan Tanah | [6 empty] | 1 | Pekerjaan Tanah | [6 empty] | 1 | Pekerjaan Tanah
a | Galian tanah | m³ | 50.35 | 102390.75 | 5155374.2625 |  |  | a | Galian tanah | m³ | 50.35 | 102390.75 | 5155374.2625 |  |  | a | Galian tanah | m³ | 50.35 | 102390.75 | 5155374.2625 |  |  | a | Galian tanah | m³ | 50.35 | 102390.75 | 5155374.2625
b | Urugan kembali | m³ | 12.16 | 62462.95 | 759549.472 |  |  | b | Urugan kembali | m³ | 12.16 | 62462.95 | 759549.472 |  |  | b | Urugan kembali | m³ | 12.16 | 62462.95 | 759549.472 |  |  | b | Urugan kembali | m³ | 12.16 | 62462.95 | 759549.472
c | Pengeboran | m' | 240 | 52230.6125 | 12535347 |  |  | c | Pengeboran | m' | 240 | 52230.6125 | 12535347 |  |  | c | Pengeboran | m' | 240 | 52230.6125 | 12535347 |  |  | c | Pengeboran | m' | 240 | 52230.6125 | 12535347
0
2 | Pekerjaan Beton |  |  |  | 0 | BJ |  | 2 | Pekerjaan Beton |  |  |  |  | BJ |  | 2 | Pekerjaan Beton |  |  |  |  | BJ |  | 2 | Pekerjaan Beton |  |  |  |  | BJ
a | Urugan pasir, t = 10 cm | m³ | 4.9 | 404738.95 | 1983220.855 | 1400 | 6860 | a | Urugan pasir, t = 10 cm | m³ | 4.9 | 404738.95 | 1983220.855 | 1400 | 6860 | a | Urugan pasir, t = 10 cm | m³ | 4.9 | 404738.95 | 1983220.855 | 1400 | 6860 | a | Urugan pasir, t = 10 cm | m³ | 4.9 | 404738.95 | 1983220.855 | 1400 | 6860
b | Beton 1 : 3 : 5, leveling ( t = 5 cm ) | m³ | 2.45 | 710224.7079 | 1740050.5344 | 2200 | 5390 | b | Beton 1 : 3 : 5, leveling ( t = 5 cm ) | m³ | 2.45 | 710224.7079 | 1740050.5344 | 2200 | 5390 | b | Beton 1 : 3 : 5, leveling ( t = 5 cm ) | m³ | 2.45 | 710224.7079 | 1740050.5344 | 2200 | 5390 | b | Beton 1 : 3 : 5, leveling ( t = 5 cm ) | m³ | 2.45 | 710224.7079 | 1740050.5344 | 2200 | 5390
c | Beton K 225 (Pad & Chimney) | m³ | 30.84 | 1115864.6138 | 34413264.6899 | 2400 | 74016 | c | Beton K 225 (Pad & Chimney) | m³ | 30.84 | 1115864.6138 | 34413264.6899 | 2400 | 74016 | c | Beton K 225 (Pad & Chimney) | m³ | 30.84 | 1115864.6138 | 34413264.6899 | 2400 | 74016 | c | Beton K 225 (Pad & Chimney) | m³ | 30.84 | 1115864.6138 | 34413264.6899 | 2400 | 74016
d | Beton K 175 (bore pile) | m³ | 64.2651 | 1057576.2424 | 67965288.2989 | 2200 | 141383.3143 | d | Beton K 175 (bore pile) | m³ | 64.2651 | 1057576.2424 | 67965288.2989 | 2200 | 141383.3143 | d | Beton K 175 (bore pile) | m³ | 64.2651 | 1057576.2424 | 67965288.2989 | 2200 | 141383.3143 | d | Beton K 175 (bore pile) | m³ | 64.2651 | 1057576.2424 | 67965288.2989 | 2200 | 141383.3143
e | Besi beton | kg | 10604.62 | 19478.0394 | 206557205.6518 | 1 | 10604.62 | e | Besi beton | kg | 10604.62 | 19478.0394 | 206557205.6518 | 1 | 10604.62 | e | Besi beton | kg | 10604.62 | 19478.0394 | 206557205.6518 | 1 | 10604.62 | e | Besi beton | kg | 10604.62 | 19478.0394 | 206557205.6518 | 1 | 10604.62
f | Cetakan | m² | 43.2 | 145812.67 | 6299107.344 | 40 | 1728 | f | Cetakan | m² | 43.2 | 145812.67 | 6299107.344 | 40 | 1728 | f | Cetakan | m² | 43.2 | 145812.67 | 6299107.344 | 40 | 1728 | f | Cetakan | m² | 43.2 | 145812.67 | 6299107.344 | 40 | 1728
g | Pre-cast block ukuran 20 x 20 x 10 (cm) | bh | 4 | 100000 | 400000 | 2.5 | 10 | g | Pre-cast block ukuran 20 x 20 x 10 (cm) | bh | 4 | 100000 | 400000 | 2.5 | 10 | g | Pre-cast block ukuran 20 x 20 x 10 (cm) | bh | 4 | 100000 | 400000 | 2.5 | 10 | g | Pre-cast block ukuran 20 x 20 x 10 (cm) | bh | 4 | 100000 | 400000 | 2.5 | 10
[5 empty] | 0 |  | 239981.9343 | [7 empty] | 239981.9343 | [7 empty] | 239981.9343 | [7 empty] | 239981.9343
3 | Pekerjaan Lain-lain |  |  |  | 0 |  |  | 3 | Pekerjaan Lain-lain | [6 empty] | 3 | Pekerjaan Lain-lain | [6 empty] | 3 | Pekerjaan Lain-lain
a | Pembuatan dan Pemasangan Patok Beton Batas Tanah | bh | 4 | 181849.04 | 727396.16 |  |  | a | Pembuatan dan Pemasangan Patok Beton Batas Tanah | bh | 4 | 181849.04 | 727396.16 |  |  | a | Pembuatan dan Pemasangan Patok Beton Batas Tanah | bh | 4 | 181849.04 | 727396.16 |  |  | a | Pembuatan dan Pemasangan Patok Beton Batas Tanah | bh | 4 | 181849.04 | 727396.16
b | Transport Material Pondasi ke Lokasi Tower | kg | 239981.9343 | 462.77 | 111056439.7294 |  |  | b | Transport Material Pondasi ke Lokasi Tower | kg | 239981.9343 | 462.77 | 111056439.7294 |  |  | b | Transport Material Pondasi ke Lokasi Tower | kg | 239981.9343 | 462.77 | 111056439.7294 |  |  | b | Transport Material Pondasi ke Lokasi Tower | kg | 239981.9343 | 462.77 | 111056439.7294
c | Tes Kubus Beton (15x15x15) cm³ | bh | 4 | 387825 | 1551300 |  |  | c | Tes Kubus Beton (15x15x15) cm³ | bh | 4 | 387825 | 1551300 |  |  | c | Tes Kubus Beton (15x15x15) cm³ | bh | 4 | 387825 | 1551300 |  |  | c | Tes Kubus Beton (15x15x15) cm³ | bh | 4 | 387825 | 1551300
d | Penyetelan stub (besi kaki) tower | kg | 150.936 | 3758.6985 | 567322.91 |  |  | d | Penyetelan stub (besi kaki) tower | kg | 239.616 | 3758.6985 | 900644.289 |  |  | d | Pengadaan & Penyetelan stub (besi kaki) tower | kg | 311.472 | 3758.6985 | 1170729.3252 |  |  | d | Pengadaan & Penyetelan stub (besi kaki) tower | kg | 403.176 | 3758.6985 | 1515417.0083
e | Pemasangan grounding dan perlengkapannya | set | 1 | 855127 | 855127 |  |  | e | Pemasangan grounding dan perlengkapannya | set | 1 | 855127 | 855127 |  |  | e | Pemasangan grounding dan perlengkapannya | set | 1 | 855127 | 855127 |  |  | e | Pemasangan grounding dan perlengkapannya | set | 1 | 855127 | 855127
f | Pengujian grounding dan perlengkapannya | set | 1 | 674025 | 674025 |  |  | f | Pengujian grounding dan perlengkapannya | set | 1 | 674025 | 674025 |  |  | f | Pengujian grounding dan perlengkapannya | set | 1 | 674025 | 674025 |  |  | f | Pengujian grounding dan perlengkapannya | set | 1 | 674025 | 674025
| TOTAL PONDASI CLASS 6 (15 m, 4 PILE) |  |  |  | 453240018.908 |  |  |  | TOTAL PONDASI CLASS 6 (15 m, 4 PILE) |  |  |  | 453573340.2869 |  |  |  | TOTAL PONDASI CLASS 6 (15 m, 4 PILE) |  |  |  | 453843425.3231 |  |  |  | TOTAL PONDASI CLASS 6 (15 m, 4 PILE) |  |  |  | 454188113.0062
Type Tower : AA |  | 6 | [5 empty] | Type Tower : Bb |  | 6 | [5 empty] | Type Tower : Cc | [7 empty] | Type Tower : Dd/DDR
| PONDASI: Class 6 - Concrete Pile 16 m 4 pile | [7 empty] | PONDASI: Class 6 - Concrete Pile 16 m 4 pile | [7 empty] | PONDASI: Class 6 - Concrete Pile 16 m 4 Pile | [7 empty] | PONDASI: Class 6 - Concrete Pile 16 m 4 Pile
1 | Pekerjaan Tanah | [6 empty] | 1 | Pekerjaan Tanah | [6 empty] | 1 | Pekerjaan Tanah | [6 empty] | 1 | Pekerjaan Tanah
a | Galian tanah | m³ | 50.35 | 102390.75 | 5155374.2625 |  |  | a | Galian tanah | m³ | 50.35 | 102390.75 | 5155374.2625 |  |  | a | Galian tanah | m³ | 50.35 | 102390.75 | 5155374.2625 |  |  | a | Galian tanah | m³ | 50.35 | 102390.75 | 5155374.2625
b | Urugan kembali | m³ | 12.16 | 62462.95 | 759549.472 |  |  | b | Urugan kembali | m³ | 12.16 | 62462.95 | 759549.472 |  |  | b | Urugan kembali | m³ | 12.16 | 62462.95 | 759549.472 |  |  | b | Urugan kembali | m³ | 12.16 | 62462.95 | 759549.472
c | Pengeboran | m' | 256 | 52230.6125 | 13371036.8 |  |  | c | Pengeboran | m' | 256 | 52230.6125 | 13371036.8 |  |  | c | Pengeboran | m' | 256 | 52230.6125 | 13371036.8 |  |  | c | Pengeboran | m' | 256 | 52230.6125 | 13371036.8
0
2 | Pekerjaan Beton |  |  |  | 0 | BJ |  | 2 | Pekerjaan Beton |  |  |  |  | BJ |  | 2 | Pekerjaan Beton |  |  |  |  | BJ |  | 2 | Pekerjaan Beton |  |  |  |  | BJ
a | Urugan pasir, t = 10 cm | m³ | 4.9 | 404738.95 | 1983220.855 | 1400 | 6860 | a | Urugan pasir, t = 10 cm | m³ | 4.9 | 404738.95 | 1983220.855 | 1400 | 6860 | a | Urugan pasir, t = 10 cm | m³ | 4.9 | 404738.95 | 1983220.855 | 1400 | 6860 | a | Urugan pasir, t = 10 cm | m³ | 4.9 | 404738.95 | 1983220.855 | 1400 | 6860
b | Beton 1 : 3 : 5, leveling ( t = 5 cm ) | m³ | 2.45 | 710224.7079 | 1740050.5344 | 2200 | 5390 | b | Beton 1 : 3 : 5, leveling ( t = 5 cm ) | m³ | 2.45 | 710224.7079 | 1740050.5344 | 2200 | 5390 | b | Beton 1 : 3 : 5, leveling ( t = 5 cm ) | m³ | 2.45 | 710224.7079 | 1740050.5344 | 2200 | 5390 | b | Beton 1 : 3 : 5, leveling ( t = 5 cm ) | m³ | 2.45 | 710224.7079 | 1740050.5344 | 2200 | 5390
c | Beton K 225 (Pad & Chimney) | m³ | 30.84 | 1115864.6138 | 34413264.6899 | 2400 | 74016 | c | Beton K 225 (Pad & Chimney) | m³ | 30.84 | 1115864.6138 | 34413264.6899 | 2400 | 74016 | c | Beton K 225 (Pad & Chimney) | m³ | 30.84 | 1115864.6138 | 34413264.6899 | 2400 | 74016 | c | Beton K 225 (Pad & Chimney) | m³ | 30.84 | 1115864.6138 | 34413264.6899 | 2400 | 74016
d | Beton K 175 (bore pile) | m³ | 68.7909 | 1057576.2424 | 72751576.2073 | 2200 | 151339.8857 | d | Beton K 175 (bore pile) | m³ | 68.7909 | 1057576.2424 | 72751576.2073 | 2200 | 151339.8857 | d | Beton K 175 (bore pile) | m³ | 68.7909 | 1057576.2424 | 72751576.2073 | 2200 | 151339.8857 | d | Beton K 175 (bore pile) | m³ | 68.7909 | 1057576.2424 | 72751576.2073 | 2200 | 151339.8857
e | Besi beton | kg | 11151.052 | 19478.0394 | 217200629.6499 | 1 | 11151.052 | e | Besi beton | kg | 11151.052 | 19478.0394 | 217200629.6499 | 1 | 11151.052 | e | Besi beton | kg | 11151.052 | 19478.0394 | 217200629.6499 | 1 | 11151.052 | e | Besi beton | kg | 11151.052 | 19478.0394 | 217200629.6499 | 1 | 11151.052
f | Cetakan | m² | 43.2 | 145812.67 | 6299107.344 | 40 | 1728 | f | Cetakan | m² | 43.2 | 145812.67 | 6299107.344 | 40 | 1728 | f | Cetakan | m² | 43.2 | 145812.67 | 6299107.344 | 40 | 1728 | f | Cetakan | m² | 43.2 | 145812.67 | 6299107.344 | 40 | 1728
g | Pre-cast block ukuran 20 x 20 x 10 (cm) | bh | 4 | 100000 | 400000 | 2.5 | 10 | g | Pre-cast block ukuran 20 x 20 x 10 (cm) | bh | 4 | 100000 | 400000 | 2.5 | 10 | g | Pre-cast block ukuran 20 x 20 x 10 (cm) | bh | 4 | 100000 | 400000 | 2.5 | 10 | g | Pre-cast block ukuran 20 x 20 x 10 (cm) | bh | 4 | 100000 | 400000 | 2.5 | 10
[5 empty] | 0 |  | 250484.9377 | [7 empty] | 250484.9377 | [7 empty] | 250484.9377 | [7 empty] | 250484.9377
3 | Pekerjaan Lain-lain |  |  |  | 0 |  |  | 3 | Pekerjaan Lain-lain | [6 empty] | 3 | Pekerjaan Lain-lain | [6 empty] | 3 | Pekerjaan Lain-lain
a | Pembuatan dan Pemasangan Patok Beton Batas Tanah | bh | 4 | 181849.04 | 727396.16 |  |  | a | Pembuatan dan Pemasangan Patok Beton Batas Tanah | bh | 4 | 181849.04 | 727396.16 |  |  | a | Pembuatan dan Pemasangan Patok Beton Batas Tanah | bh | 4 | 181849.04 | 727396.16 |  |  | a | Pembuatan dan Pemasangan Patok Beton Batas Tanah | bh | 4 | 181849.04 | 727396.16
b | Transport Material Pondasi ke Lokasi Tower | kg | 250484.9377 | 462.77 | 115916914.626 |  |  | b | Transport Material Pondasi ke Lokasi Tower | kg | 250484.9377 | 462.77 | 115916914.626 |  |  | b | Transport Material Pondasi ke Lokasi Tower | kg | 250484.9377 | 462.77 | 115916914.626 |  |  | b | Transport Material Pondasi ke Lokasi Tower | kg | 250484.9377 | 462.77 | 115916914.626
c | Tes Kubus Beton (15x15x15) cm³ | bh | 4 | 387825 | 1551300 |  |  | c | Tes Kubus Beton (15x15x15) cm³ | bh | 4 | 387825 | 1551300 |  |  | c | Tes Kubus Beton (15x15x15) cm³ | bh | 4 | 387825 | 1551300 |  |  | c | Tes Kubus Beton (15x15x15) cm³ | bh | 4 | 387825 | 1551300
d | Penyetelan stub (besi kaki) tower | kg | 150.936 | 3758.6985 | 567322.91 |  |  | d | Penyetelan stub (besi kaki) tower | kg | 239.616 | 3758.6985 | 900644.289 |  |  | d | Pengadaan & Penyetelan stub (besi kaki) tower | kg | 311.472 | 3758.6985 | 1170729.3252 |  |  | d | Pengadaan & Penyetelan stub (besi kaki) tower | kg | 403.176 | 3758.6985 | 1515417.0083
e | Pemasangan grounding dan perlengkapannya | set | 1 | 855127 | 855127 |  |  | e | Pemasangan grounding dan perlengkapannya | set | 1 | 855127 | 855127 |  |  | e | Pemasangan grounding dan perlengkapannya | set | 1 | 855127 | 855127 |  |  | e | Pemasangan grounding dan perlengkapannya | set | 1 | 855127 | 855127
f | Pengujian grounding dan perlengkapannya | set | 1 | 674025 | 674025 |  |  | f | Pengujian grounding dan perlengkapannya | set | 1 | 674025 | 674025 |  |  | f | Pengujian grounding dan perlengkapannya | set | 1 | 674025 | 674025 |  |  | f | Pengujian grounding dan perlengkapannya | set | 1 | 674025 | 674025
| TOTAL PONDASI CLASS 6 (16 m, 4 PILE) |  |  |  | 474365895.5111 |  |  |  | TOTAL PONDASI CLASS 6 (16 m, 4 PILE) |  |  |  | 474699216.8901 |  |  |  | TOTAL PONDASI CLASS 6 (16 m, 4 PILE) |  |  |  | 474969301.9262 |  |  |  | TOTAL PONDASI CLASS 6 (16 m, 4 PILE) |  |  |  | 475313989.6094
Type Tower : AA |  | 6 | [5 empty] | Type Tower : Bb |  | 6 | [5 empty] | Type Tower : Cc | [7 empty] | Type Tower : Dd/DDR
| PONDASI: Class 6 - Concrete Pile 17 m 4 pile | [7 empty] | PONDASI: Class 6 - Concrete Pile 17 m 4 pile | [7 empty] | PONDASI: Class 6 - Concrete Pile 17 m 4 Pile | [7 empty] | PONDASI: Class 6 - Concrete Pile 17 m 4 Pile
1 | Pekerjaan Tanah | [6 empty] | 1 | Pekerjaan Tanah | [6 empty] | 1 | Pekerjaan Tanah | [6 empty] | 1 | Pekerjaan Tanah
a | Galian tanah | m³ | 50.35 | 102390.75 | 5155374.2625 |  |  | a | Galian tanah | m³ | 50.35 | 102390.75 | 5155374.2625 |  |  | a | Galian tanah | m³ | 50.35 | 102390.75 | 5155374.2625 |  |  | a | Galian tanah | m³ | 50.35 | 102390.75 | 5155374.2625
b | Urugan kembali | m³ | 12.16 | 62462.95 | 759549.472 |  |  | b | Urugan kembali | m³ | 12.16 | 62462.95 | 759549.472 |  |  | b | Urugan kembali | m³ | 12.16 | 62462.95 | 759549.472 |  |  | b | Urugan kembali | m³ | 12.16 | 62462.95 | 759549.472
c | Pengeboran | m' | 272 | 52230.6125 | 14206726.6 |  |  | c | Pengeboran | m' | 272 | 52230.6125 | 14206726.6 |  |  | c | Pengeboran | m' | 272 | 52230.6125 | 14206726.6 |  |  | c | Pengeboran | m' | 272 | 52230.6125 | 14206726.6
0
2 | Pekerjaan Beton |  |  |  | 0 | BJ |  | 2 | Pekerjaan Beton |  |  |  |  | BJ |  | 2 | Pekerjaan Beton |  |  |  |  | BJ |  | 2 | Pekerjaan Beton |  |  |  |  | BJ
a | Urugan pasir, t = 10 cm | m³ | 4.9 | 404738.95 | 1983220.855 | 1400 | 6860 | a | Urugan pasir, t = 10 cm | m³ | 4.9 | 404738.95 | 1983220.855 | 1400 | 6860 | a | Urugan pasir, t = 10 cm | m³ | 4.9 | 404738.95 | 1983220.855 | 1400 | 6860 | a | Urugan pasir, t = 10 cm | m³ | 4.9 | 404738.95 | 1983220.855 | 1400 | 6860
b | Beton 1 : 3 : 5, leveling ( t = 5 cm ) | m³ | 2.45 | 710224.7079 | 1740050.5344 | 2200 | 5390 | b | Beton 1 : 3 : 5, leveling ( t = 5 cm ) | m³ | 2.45 | 710224.7079 | 1740050.5344 | 2200 | 5390 | b | Beton 1 : 3 : 5, leveling ( t = 5 cm ) | m³ | 2.45 | 710224.7079 | 1740050.5344 | 2200 | 5390 | b | Beton 1 : 3 : 5, leveling ( t = 5 cm ) | m³ | 2.45 | 710224.7079 | 1740050.5344 | 2200 | 5390
c | Beton K 225 (Pad & Chimney) | m³ | 30.84 | 1115864.6138 | 34413264.6899 | 2400 | 74016 | c | Beton K 225 (Pad & Chimney) | m³ | 30.84 | 1115864.6138 | 34413264.6899 | 2400 | 74016 | c | Beton K 225 (Pad & Chimney) | m³ | 30.84 | 1115864.6138 | 34413264.6899 | 2400 | 74016 | c | Beton K 225 (Pad & Chimney) | m³ | 30.84 | 1115864.6138 | 34413264.6899 | 2400 | 74016
d | Beton K 175 (bore pile) | m³ | 73.3166 | 1057576.2424 | 77537864.1157 | 2200 | 161296.4571 | d | Beton K 175 (bore pile) | m³ | 73.3166 | 1057576.2424 | 77537864.1157 | 2200 | 161296.4571 | d | Beton K 175 (bore pile) | m³ | 73.3166 | 1057576.2424 | 77537864.1157 | 2200 | 161296.4571 | d | Beton K 175 (bore pile) | m³ | 73.3166 | 1057576.2424 | 77537864.1157 | 2200 | 161296.4571
e | Besi beton | kg | 11697.484 | 19478.0394 | 227844053.648 | 1 | 11697.484 | e | Besi beton | kg | 11697.484 | 19478.0394 | 227844053.648 | 1 | 11697.484 | e | Besi beton | kg | 11697.484 | 19478.0394 | 227844053.648 | 1 | 11697.484 | e | Besi beton | kg | 11697.484 | 19478.0394 | 227844053.648 | 1 | 11697.484
f | Cetakan | m² | 43.2 | 145812.67 | 6299107.344 | 40 | 1728 | f | Cetakan | m² | 43.2 | 145812.67 | 6299107.344 | 40 | 1728 | f | Cetakan | m² | 43.2 | 145812.67 | 6299107.344 | 40 | 1728 | f | Cetakan | m² | 43.2 | 145812.67 | 6299107.344 | 40 | 1728
g | Pre-cast block ukuran 20 x 20 x 10 (cm) | bh | 4 | 100000 | 400000 | 2.5 | 10 | g | Pre-cast block ukuran 20 x 20 x 10 (cm) | bh | 4 | 100000 | 400000 | 2.5 | 10 | g | Pre-cast block ukuran 20 x 20 x 10 (cm) | bh | 4 | 100000 | 400000 | 2.5 | 10 | g | Pre-cast block ukuran 20 x 20 x 10 (cm) | bh | 4 | 100000 | 400000 | 2.5 | 10
[5 empty] | 0 |  | 260987.9411 | [7 empty] | 260987.9411 | [7 empty] | 260987.9411 | [7 empty] | 260987.9411
3 | Pekerjaan Lain-lain |  |  |  | 0 |  |  | 3 | Pekerjaan Lain-lain | [6 empty] | 3 | Pekerjaan Lain-lain | [6 empty] | 3 | Pekerjaan Lain-lain
a | Pembuatan dan Pemasangan Patok Beton Batas Tanah | bh | 4 | 181849.04 | 727396.16 |  |  | a | Pembuatan dan Pemasangan Patok Beton Batas Tanah | bh | 4 | 181849.04 | 727396.16 |  |  | a | Pembuatan dan Pemasangan Patok Beton Batas Tanah | bh | 4 | 181849.04 | 727396.16 |  |  | a | Pembuatan dan Pemasangan Patok Beton Batas Tanah | bh | 4 | 181849.04 | 727396.16
b | Transport Material Pondasi ke Lokasi Tower | kg | 260987.9411 | 462.77 | 120777389.5227 |  |  | b | Transport Material Pondasi ke Lokasi Tower | kg | 260987.9411 | 462.77 | 120777389.5227 |  |  | b | Transport Material Pondasi ke Lokasi Tower | kg | 260987.9411 | 462.77 | 120777389.5227 |  |  | b | Transport Material Pondasi ke Lokasi Tower | kg | 260987.9411 | 462.77 | 120777389.5227
c | Tes Kubus Beton (15x15x15) cm³ | bh | 4 | 387825 | 1551300 |  |  | c | Tes Kubus Beton (15x15x15) cm³ | bh | 4 | 387825 | 1551300 |  |  | c | Tes Kubus Beton (15x15x15) cm³ | bh | 4 | 387825 | 1551300 |  |  | c | Tes Kubus Beton (15x15x15) cm³ | bh | 4 | 387825 | 1551300
d | Penyetelan stub (besi kaki) tower | kg | 150.936 | 3758.6985 | 567322.91 |  |  | d | Penyetelan stub (besi kaki) tower | kg | 239.616 | 3758.6985 | 900644.289 |  |  | d | Pengadaan & Penyetelan stub (besi kaki) tower | kg | 311.472 | 3758.6985 | 1170729.3252 |  |  | d | Pengadaan & Penyetelan stub (besi kaki) tower | kg | 403.176 | 3758.6985 | 1515417.0083
e | Pemasangan grounding dan perlengkapannya | set | 1 | 855127 | 855127 |  |  | e | Pemasangan grounding dan perlengkapannya | set | 1 | 855127 | 855127 |  |  | e | Pemasangan grounding dan perlengkapannya | set | 1 | 855127 | 855127 |  |  | e | Pemasangan grounding dan perlengkapannya | set | 1 | 855127 | 855127
f | Pengujian grounding dan perlengkapannya | set | 1 | 674025 | 674025 |  |  | f | Pengujian grounding dan perlengkapannya | set | 1 | 674025 | 674025 |  |  | f | Pengujian grounding dan perlengkapannya | set | 1 | 674025 | 674025 |  |  | f | Pengujian grounding dan perlengkapannya | set | 1 | 674025 | 674025
| TOTAL PONDASI CLASS 6 (17 m, 4 PILE) |  |  |  | 495491772.1142 |  |  |  | TOTAL PONDASI CLASS 6 (17 m, 4 PILE) |  |  |  | 495825093.4932 |  |  |  | TOTAL PONDASI CLASS 6 (17 m, 4 PILE) |  |  |  | 496095178.5294 |  |  |  | TOTAL PONDASI CLASS 6 (17 m, 4 PILE) |  |  |  | 496439866.2125
Type Tower : AA |  | 6 | [5 empty] | Type Tower : Bb |  | 6 | [5 empty] | Type Tower : Cc | [7 empty] | Type Tower : Dd/DDR
| PONDASI: Class 6 - Concrete Pile 18 m 4 pile | [7 empty] | PONDASI: Class 6 - Concrete Pile 18 m 4 pile | [7 empty] | PONDASI: Class 6 - Concrete Pile 18 m 4 Pile | [7 empty] | PONDASI: Class 6 - Concrete Pile 18 m 4 Pile
1 | Pekerjaan Tanah | [6 empty] | 1 | Pekerjaan Tanah | [6 empty] | 1 | Pekerjaan Tanah | [6 empty] | 1 | Pekerjaan Tanah
a | Galian tanah | m³ | 50.35 | 102390.75 | 5155374.2625 |  |  | a | Galian tanah | m³ | 50.35 | 102390.75 | 5155374.2625 |  |  | a | Galian tanah | m³ | 50.35 | 102390.75 | 5155374.2625 |  |  | a | Galian tanah | m³ | 50.35 | 102390.75 | 5155374.2625
b | Urugan kembali | m³ | 12.16 | 62462.95 | 759549.472 |  |  | b | Urugan kembali | m³ | 12.16 | 62462.95 | 759549.472 |  |  | b | Urugan kembali | m³ | 12.16 | 62462.95 | 759549.472 |  |  | b | Urugan kembali | m³ | 12.16 | 62462.95 | 759549.472
c | Pengeboran | m' | 288 | 52230.6125 | 15042416.4 |  |  | c | Pengeboran | m' | 288 | 52230.6125 | 15042416.4 |  |  | c | Pengeboran | m' | 288 | 52230.6125 | 15042416.4 |  |  | c | Pengeboran | m' | 288 | 52230.6125 | 15042416.4
0
2 | Pekerjaan Beton |  |  |  | 0 | BJ |  | 2 | Pekerjaan Beton |  |  |  |  | BJ |  | 2 | Pekerjaan Beton |  |  |  |  | BJ |  | 2 | Pekerjaan Beton |  |  |  |  | BJ
a | Urugan pasir, t = 10 cm | m³ | 4.9 | 404738.95 | 1983220.855 | 1400 | 6860 | a | Urugan pasir, t = 10 cm | m³ | 4.9 | 404738.95 | 1983220.855 | 1400 | 6860 | a | Urugan pasir, t = 10 cm | m³ | 4.9 | 404738.95 | 1983220.855 | 1400 | 6860 | a | Urugan pasir, t = 10 cm | m³ | 4.9 | 404738.95 | 1983220.855 | 1400 | 6860
b | Beton 1 : 3 : 5, leveling ( t = 5 cm ) | m³ | 2.45 | 710224.7079 | 1740050.5344 | 2200 | 5390 | b | Beton 1 : 3 : 5, leveling ( t = 5 cm ) | m³ | 2.45 | 710224.7079 | 1740050.5344 | 2200 | 5390 | b | Beton 1 : 3 : 5, leveling ( t = 5 cm ) | m³ | 2.45 | 710224.7079 | 1740050.5344 | 2200 | 5390 | b | Beton 1 : 3 : 5, leveling ( t = 5 cm ) | m³ | 2.45 | 710224.7079 | 1740050.5344 | 2200 | 5390
c | Beton K 225 (Pad & Chimney) | m³ | 30.84 | 1115864.6138 | 34413264.6899 | 2400 | 74016 | c | Beton K 225 (Pad & Chimney) | m³ | 30.84 | 1115864.6138 | 34413264.6899 | 2400 | 74016 | c | Beton K 225 (Pad & Chimney) | m³ | 30.84 | 1115864.6138 | 34413264.6899 | 2400 | 74016 | c | Beton K 225 (Pad & Chimney) | m³ | 30.84 | 1115864.6138 | 34413264.6899 | 2400 | 74016
d | Beton K 175 (bore pile) | m³ | 77.8423 | 1057576.2424 | 82324152.0241 | 2200 | 171253.0286 | d | Beton K 175 (bore pile) | m³ | 77.8423 | 1057576.2424 | 82324152.0241 | 2200 | 171253.0286 | d | Beton K 175 (bore pile) | m³ | 77.8423 | 1057576.2424 | 82324152.0241 | 2200 | 171253.0286 | d | Beton K 175 (bore pile) | m³ | 77.8423 | 1057576.2424 | 82324152.0241 | 2200 | 171253.0286
e | Besi beton | kg | 12243.724 | 19478.0394 | 238483737.8625 | 1 | 12243.724 | e | Besi beton | kg | 12243.724 | 19478.0394 | 238483737.8625 | 1 | 12243.724 | e | Besi beton | kg | 12243.724 | 19478.0394 | 238483737.8625 | 1 | 12243.724 | e | Besi beton | kg | 12243.724 | 19478.0394 | 238483737.8625 | 1 | 12243.724
f | Cetakan | m² | 43.2 | 145812.67 | 6299107.344 | 40 | 1728 | f | Cetakan | m² | 43.2 | 145812.67 | 6299107.344 | 40 | 1728 | f | Cetakan | m² | 43.2 | 145812.67 | 6299107.344 | 40 | 1728 | f | Cetakan | m² | 43.2 | 145812.67 | 6299107.344 | 40 | 1728
g | Pre-cast block ukuran 20 x 20 x 10 (cm) | bh | 4 | 100000 | 400000 | 2.5 | 10 | g | Pre-cast block ukuran 20 x 20 x 10 (cm) | bh | 4 | 100000 | 400000 | 2.5 | 10 | g | Pre-cast block ukuran 20 x 20 x 10 (cm) | bh | 4 | 100000 | 400000 | 2.5 | 10 | g | Pre-cast block ukuran 20 x 20 x 10 (cm) | bh | 4 | 100000 | 400000 | 2.5 | 10
[5 empty] | 0 |  | 271490.7526 | [7 empty] | 271490.7526 | [7 empty] | 271490.7526 | [7 empty] | 271490.7526
3 | Pekerjaan Lain-lain |  |  |  | 0 |  |  | 3 | Pekerjaan Lain-lain | [6 empty] | 3 | Pekerjaan Lain-lain | [6 empty] | 3 | Pekerjaan Lain-lain
a | Pembuatan dan Pemasangan Patok Beton Batas Tanah | bh | 4 | 181849.04 | 727396.16 |  |  | a | Pembuatan dan Pemasangan Patok Beton Batas Tanah | bh | 4 | 181849.04 | 727396.16 |  |  | a | Pembuatan dan Pemasangan Patok Beton Batas Tanah | bh | 4 | 181849.04 | 727396.16 |  |  | a | Pembuatan dan Pemasangan Patok Beton Batas Tanah | bh | 4 | 181849.04 | 727396.16
b | Transport Material Pondasi ke Lokasi Tower | kg | 271490.7526 | 462.77 | 125637775.5675 |  |  | b | Transport Material Pondasi ke Lokasi Tower | kg | 271490.7526 | 462.77 | 125637775.5675 |  |  | b | Transport Material Pondasi ke Lokasi Tower | kg | 271490.7526 | 462.77 | 125637775.5675 |  |  | b | Transport Material Pondasi ke Lokasi Tower | kg | 271490.7526 | 462.77 | 125637775.5675
c | Tes Kubus Beton (15x15x15) cm³ | bh | 4 | 387825 | 1551300 |  |  | c | Tes Kubus Beton (15x15x15) cm³ | bh | 4 | 387825 | 1551300 |  |  | c | Tes Kubus Beton (15x15x15) cm³ | bh | 4 | 387825 | 1551300 |  |  | c | Tes Kubus Beton (15x15x15) cm³ | bh | 4 | 387825 | 1551300
d | Penyetelan stub (besi kaki) tower | kg | 150.936 | 3758.6985 | 567322.91 |  |  | d | Penyetelan stub (besi kaki) tower | kg | 239.616 | 3758.6985 | 900644.289 |  |  | d | Pengadaan & Penyetelan stub (besi kaki) tower | kg | 311.472 | 3758.6985 | 1170729.3252 |  |  | d | Pengadaan & Penyetelan stub (besi kaki) tower | kg | 403.176 | 3758.6985 | 1515417.0083
e | Pemasangan grounding dan perlengkapannya | set | 1 | 855127 | 855127 |  |  | e | Pemasangan grounding dan perlengkapannya | set | 1 | 855127 | 855127 |  |  | e | Pemasangan grounding dan perlengkapannya | set | 1 | 855127 | 855127 |  |  | e | Pemasangan grounding dan perlengkapannya | set | 1 | 855127 | 855127
f | Pengujian grounding dan perlengkapannya | set | 1 | 674025 | 674025 |  |  | f | Pengujian grounding dan perlengkapannya | set | 1 | 674025 | 674025 |  |  | f | Pengujian grounding dan perlengkapannya | set | 1 | 674025 | 674025 |  |  | f | Pengujian grounding dan perlengkapannya | set | 1 | 674025 | 674025
| TOTAL PONDASI CLASS 6 (18 m, 4 PILE) |  |  |  | 516613820.0819 |  |  |  | TOTAL PONDASI CLASS 6 (18 m, 4 PILE) |  |  |  | 516947141.4609 |  |  |  | TOTAL PONDASI CLASS 6 (18 m, 4 PILE) |  |  |  | 517217226.4971 |  |  |  | TOTAL PONDASI CLASS 6 (18 m, 4 PILE) |  |  |  | 517561914.1802
Type Tower : AA |  | 6 | [5 empty] | Type Tower : Bb |  | 6 | [5 empty] | Type Tower : Cc | [7 empty] | Type Tower : Dd/DDR
| PONDASI: Class 6 - Concrete Pile 19 m 4 pile | [7 empty] | PONDASI: Class 6 - Concrete Pile 19 m 4 pile | [7 empty] | PONDASI: Class 6 - Concrete Pile 19 m 4 Pile | [7 empty] | PONDASI: Class 6 - Concrete Pile 19 m 4 Pile
1 | Pekerjaan Tanah | [6 empty] | 1 | Pekerjaan Tanah | [6 empty] | 1 | Pekerjaan Tanah | [6 empty] | 1 | Pekerjaan Tanah
a | Galian tanah | m³ | 50.35 | 102390.75 | 5155374.2625 |  |  | a | Galian tanah | m³ | 50.35 | 102390.75 | 5155374.2625 |  |  | a | Galian tanah | m³ | 50.35 | 102390.75 | 5155374.2625 |  |  | a | Galian tanah | m³ | 50.35 | 102390.75 | 5155374.2625
b | Urugan kembali | m³ | 12.16 | 62462.95 | 759549.472 |  |  | b | Urugan kembali | m³ | 12.16 | 62462.95 | 759549.472 |  |  | b | Urugan kembali | m³ | 12.16 | 62462.95 | 759549.472 |  |  | b | Urugan kembali | m³ | 12.16 | 62462.95 | 759549.472
c | Pengeboran | m' | 304 | 52230.6125 | 15878106.2 |  |  | c | Pengeboran | m' | 304 | 52230.6125 | 15878106.2 |  |  | c | Pengeboran | m' | 304 | 52230.6125 | 15878106.2 |  |  | c | Pengeboran | m' | 304 | 52230.6125 | 15878106.2
0
2 | Pekerjaan Beton |  |  |  | 0 | BJ |  | 2 | Pekerjaan Beton |  |  |  |  | BJ |  | 2 | Pekerjaan Beton |  |  |  |  | BJ |  | 2 | Pekerjaan Beton |  |  |  |  | BJ
a | Urugan pasir, t = 10 cm | m³ | 4.9 | 404738.95 | 1983220.855 | 1400 | 6860 | a | Urugan pasir, t = 10 cm | m³ | 4.9 | 404738.95 | 1983220.855 | 1400 | 6860 | a | Urugan pasir, t = 10 cm | m³ | 4.9 | 404738.95 | 1983220.855 | 1400 | 6860 | a | Urugan pasir, t = 10 cm | m³ | 4.9 | 404738.95 | 1983220.855 | 1400 | 6860
b | Beton 1 : 3 : 5, leveling ( t = 5 cm ) | m³ | 2.45 | 710224.7079 | 1740050.5344 | 2200 | 5390 | b | Beton 1 : 3 : 5, leveling ( t = 5 cm ) | m³ | 2.45 | 710224.7079 | 1740050.5344 | 2200 | 5390 | b | Beton 1 : 3 : 5, leveling ( t = 5 cm ) | m³ | 2.45 | 710224.7079 | 1740050.5344 | 2200 | 5390 | b | Beton 1 : 3 : 5, leveling ( t = 5 cm ) | m³ | 2.45 | 710224.7079 | 1740050.5344 | 2200 | 5390
c | Beton K 225 (Pad & Chimney) | m³ | 30.84 | 1115864.6138 | 34413264.6899 | 2400 | 74016 | c | Beton K 225 (Pad & Chimney) | m³ | 30.84 | 1115864.6138 | 34413264.6899 | 2400 | 74016 | c | Beton K 225 (Pad & Chimney) | m³ | 30.84 | 1115864.6138 | 34413264.6899 | 2400 | 74016 | c | Beton K 225 (Pad & Chimney) | m³ | 30.84 | 1115864.6138 | 34413264.6899 | 2400 | 74016
d | Beton K 175 (bore pile) | m³ | 82.368 | 1057576.2424 | 87110439.9324 | 2200 | 181209.6 | d | Beton K 175 (bore pile) | m³ | 82.368 | 1057576.2424 | 87110439.9324 | 2200 | 181209.6 | d | Beton K 175 (bore pile) | m³ | 82.368 | 1057576.2424 | 87110439.9324 | 2200 | 181209.6 | d | Beton K 175 (bore pile) | m³ | 82.368 | 1057576.2424 | 87110439.9324 | 2200 | 181209.6
e | Besi beton | kg | 12790.156 | 19478.0394 | 249127161.8606 | 1 | 12790.156 | e | Besi beton | kg | 12790.156 | 19478.0394 | 249127161.8606 | 1 | 12790.156 | e | Besi beton | kg | 12790.156 | 19478.0394 | 249127161.8606 | 1 | 12790.156 | e | Besi beton | kg | 12790.156 | 19478.0394 | 249127161.8606 | 1 | 12790.156
f | Cetakan | m² | 43.2 | 145812.67 | 6299107.344 | 40 | 1728 | f | Cetakan | m² | 43.2 | 145812.67 | 6299107.344 | 40 | 1728 | f | Cetakan | m² | 43.2 | 145812.67 | 6299107.344 | 40 | 1728 | f | Cetakan | m² | 43.2 | 145812.67 | 6299107.344 | 40 | 1728
g | Pre-cast block ukuran 20 x 20 x 10 (cm) | bh | 4 | 100000 | 400000 | 2.5 | 10 | g | Pre-cast block ukuran 20 x 20 x 10 (cm) | bh | 4 | 100000 | 400000 | 2.5 | 10 | g | Pre-cast block ukuran 20 x 20 x 10 (cm) | bh | 4 | 100000 | 400000 | 2.5 | 10 | g | Pre-cast block ukuran 20 x 20 x 10 (cm) | bh | 4 | 100000 | 400000 | 2.5 | 10
[5 empty] | 0 |  | 281993.756 | [7 empty] | 281993.756 | [7 empty] | 281993.756 | [7 empty] | 281993.756
3 | Pekerjaan Lain-lain |  |  |  | 0 |  |  | 3 | Pekerjaan Lain-lain | [6 empty] | 3 | Pekerjaan Lain-lain | [6 empty] | 3 | Pekerjaan Lain-lain
a | Pembuatan dan Pemasangan Patok Beton Batas Tanah | bh | 4 | 181849.04 | 727396.16 |  |  | a | Pembuatan dan Pemasangan Patok Beton Batas Tanah | bh | 4 | 181849.04 | 727396.16 |  |  | a | Pembuatan dan Pemasangan Patok Beton Batas Tanah | bh | 4 | 181849.04 | 727396.16 |  |  | a | Pembuatan dan Pemasangan Patok Beton Batas Tanah | bh | 4 | 181849.04 | 727396.16
b | Transport Material Pondasi ke Lokasi Tower | kg | 281993.756 | 462.77 | 130498250.4641 |  |  | b | Transport Material Pondasi ke Lokasi Tower | kg | 281993.756 | 462.77 | 130498250.4641 |  |  | b | Transport Material Pondasi ke Lokasi Tower | kg | 281993.756 | 462.77 | 130498250.4641 |  |  | b | Transport Material Pondasi ke Lokasi Tower | kg | 281993.756 | 462.77 | 130498250.4641
c | Tes Kubus Beton (15x15x15) cm³ | bh | 4 | 387825 | 1551300 |  |  | c | Tes Kubus Beton (15x15x15) cm³ | bh | 4 | 387825 | 1551300 |  |  | c | Tes Kubus Beton (15x15x15) cm³ | bh | 4 | 387825 | 1551300 |  |  | c | Tes Kubus Beton (15x15x15) cm³ | bh | 4 | 387825 | 1551300
d | Penyetelan stub (besi kaki) tower | kg | 150.936 | 3758.6985 | 567322.91 |  |  | d | Penyetelan stub (besi kaki) tower | kg | 239.616 | 3758.6985 | 900644.289 |  |  | d | Pengadaan & Penyetelan stub (besi kaki) tower | kg | 311.472 | 3758.6985 | 1170729.3252 |  |  | d | Pengadaan & Penyetelan stub (besi kaki) tower | kg | 403.176 | 3758.6985 | 1515417.0083
e | Pemasangan grounding dan perlengkapannya | set | 1 | 855127 | 855127 |  |  | e | Pemasangan grounding dan perlengkapannya | set | 1 | 855127 | 855127 |  |  | e | Pemasangan grounding dan perlengkapannya | set | 1 | 855127 | 855127 |  |  | e | Pemasangan grounding dan perlengkapannya | set | 1 | 855127 | 855127
f | Pengujian grounding dan perlengkapannya | set | 1 | 674025 | 674025 |  |  | f | Pengujian grounding dan perlengkapannya | set | 1 | 674025 | 674025 |  |  | f | Pengujian grounding dan perlengkapannya | set | 1 | 674025 | 674025 |  |  | f | Pengujian grounding dan perlengkapannya | set | 1 | 674025 | 674025
| TOTAL PONDASI CLASS 6 (19 m, 4 PILE) |  |  |  | 537739696.685 |  |  |  | TOTAL PONDASI CLASS 6 (19 m, 4 PILE) |  |  |  | 538073018.064 |  |  |  | TOTAL PONDASI CLASS 6 (19 m, 4 PILE) |  |  |  | 538343103.1002 |  |  |  | TOTAL PONDASI CLASS 6 (19 m, 4 PILE) |  |  |  | 538687790.7833
Type Tower : AA |  | 6 | [5 empty] | Type Tower : Bb |  | 6 | [5 empty] | Type Tower : Cc | [7 empty] | Type Tower : Dd/DDR
| PONDASI: Class 6 - Concrete Pile 20 m 4 pile | [7 empty] | PONDASI: Class 6 - Concrete Pile 20 m 4 pile | [7 empty] | PONDASI: Class 6 - Concrete Pile 20 m 4 Pile | [7 empty] | PONDASI: Class 6 - Concrete Pile 20 m 4 Pile
1 | Pekerjaan Tanah | [6 empty] | 1 | Pekerjaan Tanah | [6 empty] | 1 | Pekerjaan Tanah | [6 empty] | 1 | Pekerjaan Tanah
a | Galian tanah | m³ | 50.35 | 102390.75 | 5155374.2625 |  |  | a | Galian tanah | m³ | 50.35 | 102390.75 | 5155374.2625 |  |  | a | Galian tanah | m³ | 50.35 | 102390.75 | 5155374.2625 |  |  | a | Galian tanah | m³ | 50.35 | 102390.75 | 5155374.2625
b | Urugan kembali | m³ | 12.16 | 62462.95 | 759549.472 |  |  | b | Urugan kembali | m³ | 12.16 | 62462.95 | 759549.472 |  |  | b | Urugan kembali | m³ | 12.16 | 62462.95 | 759549.472 |  |  | b | Urugan kembali | m³ | 12.16 | 62462.95 | 759549.472
c | Pengeboran | m' | 320 | 52230.6125 | 16713796 |  |  | c | Pengeboran | m' | 320 | 52230.6125 | 16713796 |  |  | c | Pengeboran | m' | 320 | 52230.6125 | 16713796 |  |  | c | Pengeboran | m' | 320 | 52230.6125 | 16713796
0
2 | Pekerjaan Beton |  |  |  | 0 | BJ |  | 2 | Pekerjaan Beton |  |  |  |  | BJ |  | 2 | Pekerjaan Beton |  |  |  |  | BJ |  | 2 | Pekerjaan Beton |  |  |  |  | BJ
a | Urugan pasir, t = 10 cm | m³ | 4.9 | 404738.95 | 1983220.855 | 1400 | 6860 | a | Urugan pasir, t = 10 cm | m³ | 4.9 | 404738.95 | 1983220.855 | 1400 | 6860 | a | Urugan pasir, t = 10 cm | m³ | 4.9 | 404738.95 | 1983220.855 | 1400 | 6860 | a | Urugan pasir, t = 10 cm | m³ | 4.9 | 404738.95 | 1983220.855 | 1400 | 6860
b | Beton 1 : 3 : 5, leveling ( t = 5 cm ) | m³ | 2.45 | 710224.7079 | 1740050.5344 | 2200 | 5390 | b | Beton 1 : 3 : 5, leveling ( t = 5 cm ) | m³ | 2.45 | 710224.7079 | 1740050.5344 | 2200 | 5390 | b | Beton 1 : 3 : 5, leveling ( t = 5 cm ) | m³ | 2.45 | 710224.7079 | 1740050.5344 | 2200 | 5390 | b | Beton 1 : 3 : 5, leveling ( t = 5 cm ) | m³ | 2.45 | 710224.7079 | 1740050.5344 | 2200 | 5390
c | Beton K 225 (Pad & Chimney) | m³ | 30.84 | 1115864.6138 | 34413264.6899 | 2400 | 74016 | c | Beton K 225 (Pad & Chimney) | m³ | 30.84 | 1115864.6138 | 34413264.6899 | 2400 | 74016 | c | Beton K 225 (Pad & Chimney) | m³ | 30.84 | 1115864.6138 | 34413264.6899 | 2400 | 74016 | c | Beton K 225 (Pad & Chimney) | m³ | 30.84 | 1115864.6138 | 34413264.6899 | 2400 | 74016
d | Beton K 175 (bore pile) | m³ | 86.8937 | 1057576.2424 | 91896727.8408 | 2200 | 191166.1714 | d | Beton K 175 (bore pile) | m³ | 86.8937 | 1057576.2424 | 91896727.8408 | 2200 | 191166.1714 | d | Beton K 175 (bore pile) | m³ | 86.8937 | 1057576.2424 | 91896727.8408 | 2200 | 191166.1714 | d | Beton K 175 (bore pile) | m³ | 86.8937 | 1057576.2424 | 91896727.8408 | 2200 | 191166.1714
e | Besi beton | kg | 13336.588 | 19478.0394 | 259770585.8587 | 1 | 13336.588 | e | Besi beton | kg | 13336.588 | 19478.0394 | 259770585.8587 | 1 | 13336.588 | e | Besi beton | kg | 13336.588 | 19478.0394 | 259770585.8587 | 1 | 13336.588 | e | Besi beton | kg | 13336.588 | 19478.0394 | 259770585.8587 | 1 | 13336.588
f | Cetakan | m² | 43.2 | 145812.67 | 6299107.344 | 40 | 1728 | f | Cetakan | m² | 43.2 | 145812.67 | 6299107.344 | 40 | 1728 | f | Cetakan | m² | 43.2 | 145812.67 | 6299107.344 | 40 | 1728 | f | Cetakan | m² | 43.2 | 145812.67 | 6299107.344 | 40 | 1728
g | Pre-cast block ukuran 20 x 20 x 10 (cm) | bh | 4 | 100000 | 400000 | 2.5 | 10 | g | Pre-cast block ukuran 20 x 20 x 10 (cm) | bh | 4 | 100000 | 400000 | 2.5 | 10 | g | Pre-cast block ukuran 20 x 20 x 10 (cm) | bh | 4 | 100000 | 400000 | 2.5 | 10 | g | Pre-cast block ukuran 20 x 20 x 10 (cm) | bh | 4 | 100000 | 400000 | 2.5 | 10
[5 empty] | 0 |  | 292496.7594 | [7 empty] | 292496.7594 | [7 empty] | 292496.7594 | [7 empty] | 292496.7594
3 | Pekerjaan Lain-lain |  |  |  | 0 |  |  | 3 | Pekerjaan Lain-lain | [6 empty] | 3 | Pekerjaan Lain-lain | [6 empty] | 3 | Pekerjaan Lain-lain
a | Pembuatan dan Pemasangan Patok Beton Batas Tanah | bh | 4 | 181849.04 | 727396.16 |  |  | a | Pembuatan dan Pemasangan Patok Beton Batas Tanah | bh | 4 | 181849.04 | 727396.16 |  |  | a | Pembuatan dan Pemasangan Patok Beton Batas Tanah | bh | 4 | 181849.04 | 727396.16 |  |  | a | Pembuatan dan Pemasangan Patok Beton Batas Tanah | bh | 4 | 181849.04 | 727396.16
b | Transport Material Pondasi ke Lokasi Tower | kg | 292496.7594 | 462.77 | 135358725.3608 |  |  | b | Transport Material Pondasi ke Lokasi Tower | kg | 292496.7594 | 462.77 | 135358725.3608 |  |  | b | Transport Material Pondasi ke Lokasi Tower | kg | 292496.7594 | 462.77 | 135358725.3608 |  |  | b | Transport Material Pondasi ke Lokasi Tower | kg | 292496.7594 | 462.77 | 135358725.3608
c | Tes Kubus Beton (15x15x15) cm³ | bh | 4 | 387825 | 1551300 |  |  | c | Tes Kubus Beton (15x15x15) cm³ | bh | 4 | 387825 | 1551300 |  |  | c | Tes Kubus Beton (15x15x15) cm³ | bh | 4 | 387825 | 1551300 |  |  | c | Tes Kubus Beton (15x15x15) cm³ | bh | 4 | 387825 | 1551300
d | Penyetelan stub (besi kaki) tower | kg | 150.936 | 3758.6985 | 567322.91 |  |  | d | Penyetelan stub (besi kaki) tower | kg | 239.616 | 3758.6985 | 900644.289 |  |  | d | Pengadaan & Penyetelan stub (besi kaki) tower | kg | 311.472 | 3758.6985 | 1170729.3252 |  |  | d | Pengadaan & Penyetelan stub (besi kaki) tower | kg | 403.176 | 3758.6985 | 1515417.0083
e | Pemasangan grounding dan perlengkapannya | set | 1 | 855127 | 855127 |  |  | e | Pemasangan grounding dan perlengkapannya | set | 1 | 855127 | 855127 |  |  | e | Pemasangan grounding dan perlengkapannya | set | 1 | 855127 | 855127 |  |  | e | Pemasangan grounding dan perlengkapannya | set | 1 | 855127 | 855127
f | Pengujian grounding dan perlengkapannya | set | 1 | 674025 | 674025 |  |  | f | Pengujian grounding dan perlengkapannya | set | 1 | 674025 | 674025 |  |  | f | Pengujian grounding dan perlengkapannya | set | 1 | 674025 | 674025 |  |  | f | Pengujian grounding dan perlengkapannya | set | 1 | 674025 | 674025
| TOTAL PONDASI CLASS 6 (20 m, 4 PILE) |  |  |  | 558865573.2881 |  |  |  | TOTAL PONDASI CLASS 6 (20 m, 4 PILE) |  |  |  | 559198894.6671 |  |  |  | TOTAL PONDASI CLASS 6 (20 m, 4 PILE) |  |  |  | 559468979.7033 |  |  |  | TOTAL PONDASI CLASS 6 (20 m, 4 PILE) |  |  |  | 559813667.3864

## C2. Rekap Pondasi 6 Pile
NO | URAIAN PEKERJAAN | SATUAN | VOLUME BOQ | HARGA SATUAN PENAWARAN | JUMLAH HARGA PENAWARAN | HARGA SATUAN NEGOSIASI | JUMLAH HARGA NEGOSIASI
|  |  |  | (Rp) | (Rp) | (Rp) | (Rp) | 1
1 | 2 | 3 | 4 | 5 | 6 = 4 X 5 | 7 | 8 = 4 X 7
III | Pekerjaan Pondasi (6 Pile)
1 | Pondasi Tower Transmisi 150 KV - Type AA
1.1 | Type AA + 0 - Kelas 6 (Concrete Pile) 6 m 6 Pile | tower | 0
1.2 | Type AA + 0 - Kelas 6 (Concrete Pile) 7 m 6 Pile | tower | 0
1.3 | Type AA + 0 - Kelas 6 (Concrete Pile) 8 m 6 Pile | tower | 0
1.4 | Type AA + 0 - Kelas 6 (Concrete Pile) 9 m 6 Pile | tower | 0
1.5 | Type AA + 0 - Kelas 6 (Concrete Pile) 10 m 6 Pile | tower | 0
1.6 | Type AA + 0 - Kelas 6 (Concrete Pile) 11 m 6 Pile | tower | 0
1.7 | Type AA + 0 - Kelas 6 (Concrete Pile) 12 m 6 Pile | tower | 0
1.8 | Type AA + 0 - Kelas 6 (Concrete Pile) 13 m 6 Pile | tower | 0
1.9 | Type AA + 0 - Kelas 6 (Concrete Pile) 14 m 6 Pile | tower | 0
1.10 | Type AA + 0 - Kelas 6 (Concrete Pile) 15 m 6 Pile | tower | 0
1.11 | Type AA + 0 - Kelas 6 (Concrete Pile) 16 m 6 Pile | tower | 0
1.12 | Type AA + 0 - Kelas 6 (Concrete Pile) 17 m 6 Pile | tower | 0
1.13 | Type AA + 0 - Kelas 6 (Concrete Pile) 18 m 6 Pile | tower | 0
1.14 | Type AA + 0 - Kelas 6 (Concrete Pile) 19 m 6 Pile | tower | 0
1.15 | Type AA + 0 - Kelas 6 (Concrete Pile) 20 m 6 Pile | tower | 0
1.16 | Type AA + 3 - Kelas 6 (Concrete Pile) 6 m 6 Pile | tower | 0
1.17 | Type AA + 3 - Kelas 6 (Concrete Pile) 7 m 6 Pile | tower | 0
1.18 | Type AA + 3 - Kelas 6 (Concrete Pile) 8 m 6 Pile | tower | 0
1.19 | Type AA + 3 - Kelas 6 (Concrete Pile) 9 m 6 Pile | tower | 0
1.20 | Type AA + 3 - Kelas 6 (Concrete Pile) 10 m 6 Pile | tower | 0
1.21 | Type AA + 3 - Kelas 6 (Concrete Pile) 11 m 6 Pile | tower | 0
1.22 | Type AA + 3 - Kelas 6 (Concrete Pile) 12 m 6 Pile | tower | 0
1.23 | Type AA + 3 - Kelas 6 (Concrete Pile) 13 m 6 Pile | tower | 0
1.24 | Type AA + 3 - Kelas 6 (Concrete Pile) 14 m 6 Pile | tower | 0
1.25 | Type AA + 3 - Kelas 6 (Concrete Pile) 15 m 6 Pile | tower | 0
1.26 | Type AA + 3 - Kelas 6 (Concrete Pile) 16 m 6 Pile | tower | 0
1.27 | Type AA + 3 - Kelas 6 (Concrete Pile) 17 m 6 Pile | tower | 0
1.28 | Type AA + 3 - Kelas 6 (Concrete Pile) 18 m 6 Pile | tower | 0
1.29 | Type AA + 3 - Kelas 6 (Concrete Pile) 19 m 6 Pile | tower | 0
1.30 | Type AA + 3 - Kelas 6 (Concrete Pile) 20 m 6 Pile | tower | 0
1.31 | Type AA + 6 - Kelas 6 (Concrete Pile) 6 m 6 Pile | tower | 0
1.32 | Type AA + 6 - Kelas 6 (Concrete Pile) 7 m 6 Pile | tower | 0
1.33 | Type AA + 6 - Kelas 6 (Concrete Pile) 8 m 6 Pile | tower | 0
1.34 | Type AA + 6 - Kelas 6 (Concrete Pile) 9 m 6 Pile | tower | 0
1.35 | Type AA + 6 - Kelas 6 (Concrete Pile) 10 m 6 Pile | tower | 0
1.36 | Type AA + 6 - Kelas 6 (Concrete Pile) 11 m 6 Pile | tower | 0
1.37 | Type AA + 6 - Kelas 6 (Concrete Pile) 12 m 6 Pile | tower | 0
1.38 | Type AA + 6 - Kelas 6 (Concrete Pile) 13 m 6 Pile | tower | 0
1.39 | Type AA + 6 - Kelas 6 (Concrete Pile) 14 m 6 Pile | tower | 0
1.40 | Type AA + 6 - Kelas 6 (Concrete Pile) 15 m 6 Pile | tower | 0
1.41 | Type AA + 6 - Kelas 6 (Concrete Pile) 16 m 6 Pile | tower | 0
1.42 | Type AA + 6 - Kelas 6 (Concrete Pile) 17 m 6 Pile | tower | 0
1.43 | Type AA + 6 - Kelas 6 (Concrete Pile) 18 m 6 Pile | tower | 0
1.44 | Type AA + 6 - Kelas 6 (Concrete Pile) 19 m 6 Pile | tower | 0
1.45 | Type AA + 6 - Kelas 6 (Concrete Pile) 20 m 6 Pile | tower | 0
1.46 | Type AA + 9 - Kelas 6 (Concrete Pile) 6 m 6 Pile | tower | 0
1.47 | Type AA + 9 - Kelas 6 (Concrete Pile) 7 m 6 Pile | tower | 0
1.48 | Type AA + 9 - Kelas 6 (Concrete Pile) 8 m 6 Pile | tower | 0
1.49 | Type AA + 9 - Kelas 6 (Concrete Pile) 9 m 6 Pile | tower | 0
1.50 | Type AA + 9 - Kelas 6 (Concrete Pile) 10 m 6 Pile | tower | 0
1.51 | Type AA + 9 - Kelas 6 (Concrete Pile) 11 m 6 Pile | tower | 0
1.52 | Type AA + 9 - Kelas 6 (Concrete Pile) 12 m 6 Pile | tower | 0
1.53 | Type AA + 9 - Kelas 6 (Concrete Pile) 13 m 6 Pile | tower | 0
1.54 | Type AA + 9 - Kelas 6 (Concrete Pile) 14 m 6 Pile | tower | 0
1.55 | Type AA + 9 - Kelas 6 (Concrete Pile) 15 m 6 Pile | tower | 0
1.56 | Type AA + 9 - Kelas 6 (Concrete Pile) 16 m 6 Pile | tower | 0
1.57 | Type AA + 9 - Kelas 6 (Concrete Pile) 17 m 6 Pile | tower | 0
1.58 | Type AA + 9 - Kelas 6 (Concrete Pile) 18 m 6 Pile | tower | 0
1.59 | Type AA + 9 - Kelas 6 (Concrete Pile) 19 m 6 Pile | tower | 0
1.60 | Type AA + 9 - Kelas 6 (Concrete Pile) 20 m 6 Pile | tower | 0
1.61 | Type AA + 12 - Kelas 6 (Concrete Pile) 6 m 6 Pile | tower | 0
1.62 | Type AA + 12 - Kelas 6 (Concrete Pile) 7 m 6 Pile | tower | 0
1.63 | Type AA + 12 - Kelas 6 (Concrete Pile) 8 m 6 Pile | tower | 0
1.64 | Type AA + 12 - Kelas 6 (Concrete Pile) 9 m 6 Pile | tower | 0
1.65 | Type AA + 12 - Kelas 6 (Concrete Pile) 10 m 6 Pile | tower | 0
1.66 | Type AA + 12 - Kelas 6 (Concrete Pile) 11 m 6 Pile | tower | 0
1.67 | Type AA + 12 - Kelas 6 (Concrete Pile) 12 m 6 Pile | tower | 0
1.68 | Type AA + 12 - Kelas 6 (Concrete Pile) 13 m 6 Pile | tower | 0
1.69 | Type AA + 12 - Kelas 6 (Concrete Pile) 14 m 6 Pile | tower | 0
1.70 | Type AA + 12 - Kelas 6 (Concrete Pile) 15 m 6 Pile | tower | 0
1.71 | Type AA + 12 - Kelas 6 (Concrete Pile) 16 m 6 Pile | tower | 0
1.72 | Type AA + 12 - Kelas 6 (Concrete Pile) 17 m 6 Pile | tower | 0
1.73 | Type AA + 12 - Kelas 6 (Concrete Pile) 18 m 6 Pile | tower | 0
1.74 | Type AA + 12 - Kelas 6 (Concrete Pile) 19 m 6 Pile | tower | 0
1.75 | Type AA + 12 - Kelas 6 (Concrete Pile) 20 m 6 Pile | tower | 0
1.76 | Type AA + 15 - Kelas 6 (Concrete Pile) 6 m 6 Pile | tower | 0
1.77 | Type AA + 15 - Kelas 6 (Concrete Pile) 7 m 6 Pile | tower | 0
1.78 | Type AA + 15 - Kelas 6 (Concrete Pile) 8 m 6 Pile | tower | 0
1.79 | Type AA + 15 - Kelas 6 (Concrete Pile) 9 m 6 Pile | tower | 0
1.80 | Type AA + 15 - Kelas 6 (Concrete Pile) 10 m 6 Pile | tower | 0
1.81 | Type AA + 15 - Kelas 6 (Concrete Pile) 11 m 6 Pile | tower | 0
1.82 | Type AA + 15 - Kelas 6 (Concrete Pile) 12 m 6 Pile | tower | 0
1.83 | Type AA + 15 - Kelas 6 (Concrete Pile) 13 m 6 Pile | tower | 0
1.84 | Type AA + 15 - Kelas 6 (Concrete Pile) 14 m 6 Pile | tower | 0
1.85 | Type AA + 15 - Kelas 6 (Concrete Pile) 15 m 6 Pile | tower | 0
1.86 | Type AA + 15 - Kelas 6 (Concrete Pile) 16 m 6 Pile | tower | 0
1.87 | Type AA + 15 - Kelas 6 (Concrete Pile) 17 m 6 Pile | tower | 0
1.88 | Type AA + 15 - Kelas 6 (Concrete Pile) 18 m 6 Pile | tower | 0
1.89 | Type AA + 15 - Kelas 6 (Concrete Pile) 19 m 6 Pile | tower | 0
1.90 | Type AA + 15 - Kelas 6 (Concrete Pile) 20 m 6 Pile | tower | 0
2 | Pondasi Tower Transmisi 150 KV - Type BB
2.1 | Type BB + 0 - Kelas 6 (Concrete Pile) 6 m 6 Pile | tower | 0
2.2 | Type BB + 0 - Kelas 6 (Concrete Pile) 7 m 6 Pile | tower | 0
2.3 | Type BB + 0 - Kelas 6 (Concrete Pile) 8 m 6 Pile | tower | 0
2.4 | Type BB + 0 - Kelas 6 (Concrete Pile) 9 m 6 Pile | tower | 0
2.5 | Type BB + 0 - Kelas 6 (Concrete Pile) 10 m 6 Pile | tower | 0
2.6 | Type BB + 0 - Kelas 6 (Concrete Pile) 11 m 6 Pile | tower | 0
2.7 | Type BB + 0 - Kelas 6 (Concrete Pile) 12 m 6 Pile | tower | 0
2.8 | Type BB + 0 - Kelas 6 (Concrete Pile) 13 m 6 Pile | tower | 0
2.9 | Type BB + 0 - Kelas 6 (Concrete Pile) 14 m 6 Pile | tower | 0
2.10 | Type BB + 0 - Kelas 6 (Concrete Pile) 15 m 6 Pile | tower | 0
2.11 | Type BB + 0 - Kelas 6 (Concrete Pile) 16 m 6 Pile | tower | 0
2.12 | Type BB + 0 - Kelas 6 (Concrete Pile) 17 m 6 Pile | tower | 0
2.13 | Type BB + 0 - Kelas 6 (Concrete Pile) 18 m 6 Pile | tower | 0
2.14 | Type BB + 0 - Kelas 6 (Concrete Pile) 19 m 6 Pile | tower | 0
2.15 | Type BB + 0 - Kelas 6 (Concrete Pile) 20 m 6 Pile | tower | 0
2.16 | Type BB + 3 - Kelas 6 (Concrete Pile) 6 m 6 Pile | tower | 0
2.17 | Type BB + 3 - Kelas 6 (Concrete Pile) 7 m 6 Pile | tower | 0
2.18 | Type BB + 3 - Kelas 6 (Concrete Pile) 8 m 6 Pile | tower | 0
2.19 | Type BB + 3 - Kelas 6 (Concrete Pile) 9 m 6 Pile | tower | 0
2.20 | Type BB + 3 - Kelas 6 (Concrete Pile) 10 m 6 Pile | tower | 0
2.21 | Type BB + 3 - Kelas 6 (Concrete Pile) 11 m 6 Pile | tower | 0
2.22 | Type BB + 3 - Kelas 6 (Concrete Pile) 12 m 6 Pile | tower | 0
2.23 | Type BB + 3 - Kelas 6 (Concrete Pile) 13 m 6 Pile | tower | 0
2.24 | Type BB + 3 - Kelas 6 (Concrete Pile) 14 m 6 Pile | tower | 0
2.25 | Type BB + 3 - Kelas 6 (Concrete Pile) 15 m 6 Pile | tower | 0
2.26 | Type BB + 3 - Kelas 6 (Concrete Pile) 16 m 6 Pile | tower | 0
2.27 | Type BB + 3 - Kelas 6 (Concrete Pile) 17 m 6 Pile | tower | 0
2.28 | Type BB + 3 - Kelas 6 (Concrete Pile) 18 m 6 Pile | tower | 0
2.29 | Type BB + 3 - Kelas 6 (Concrete Pile) 19 m 6 Pile | tower | 0
2.30 | Type BB + 3 - Kelas 6 (Concrete Pile) 20 m 6 Pile | tower | 0
2.31 | Type BB + 6 - Kelas 6 (Concrete Pile) 6 m 6 Pile | tower | 0
2.32 | Type BB + 6 - Kelas 6 (Concrete Pile) 7 m 6 Pile | tower | 0
2.33 | Type BB + 6 - Kelas 6 (Concrete Pile) 8 m 6 Pile | tower | 0
2.34 | Type BB + 6 - Kelas 6 (Concrete Pile) 9 m 6 Pile | tower | 0
2.35 | Type BB + 6 - Kelas 6 (Concrete Pile) 10 m 6 Pile | tower | 0
2.36 | Type BB + 6 - Kelas 6 (Concrete Pile) 11 m 6 Pile | tower | 0
2.37 | Type BB + 6 - Kelas 6 (Concrete Pile) 12 m 6 Pile | tower | 0
2.38 | Type BB + 6 - Kelas 6 (Concrete Pile) 13 m 6 Pile | tower | 0
2.39 | Type BB + 6 - Kelas 6 (Concrete Pile) 14 m 6 Pile | tower | 0
2.40 | Type BB + 6 - Kelas 6 (Concrete Pile) 15 m 6 Pile | tower | 0
2.41 | Type BB + 6 - Kelas 6 (Concrete Pile) 16 m 6 Pile | tower | 0
2.42 | Type BB + 6 - Kelas 6 (Concrete Pile) 17 m 6 Pile | tower | 0
2.43 | Type BB + 6 - Kelas 6 (Concrete Pile) 18 m 6 Pile | tower | 0
2.44 | Type BB + 6 - Kelas 6 (Concrete Pile) 19 m 6 Pile | tower | 0
2.45 | Type BB + 6 - Kelas 6 (Concrete Pile) 20 m 6 Pile | tower | 0
2.46 | Type BB + 9 - Kelas 6 (Concrete Pile) 6 m 6 Pile | tower | 0
2.47 | Type BB + 9 - Kelas 6 (Concrete Pile) 7 m 6 Pile | tower | 0
2.48 | Type BB + 9 - Kelas 6 (Concrete Pile) 8 m 6 Pile | tower | 0
2.49 | Type BB + 9 - Kelas 6 (Concrete Pile) 9 m 6 Pile | tower | 0
2.50 | Type BB + 9 - Kelas 6 (Concrete Pile) 10 m 6 Pile | tower | 0
2.51 | Type BB + 9 - Kelas 6 (Concrete Pile) 11 m 6 Pile | tower | 0
2.52 | Type BB + 9 - Kelas 6 (Concrete Pile) 12 m 6 Pile | tower | 0
2.53 | Type BB + 9 - Kelas 6 (Concrete Pile) 13 m 6 Pile | tower | 0
2.54 | Type BB + 9 - Kelas 6 (Concrete Pile) 14 m 6 Pile | tower | 0
2.55 | Type BB + 9 - Kelas 6 (Concrete Pile) 15 m 6 Pile | tower | 0
2.56 | Type BB + 9 - Kelas 6 (Concrete Pile) 16 m 6 Pile | tower | 0
2.57 | Type BB + 9 - Kelas 6 (Concrete Pile) 17 m 6 Pile | tower | 0
2.58 | Type BB + 9 - Kelas 6 (Concrete Pile) 18 m 6 Pile | tower | 0
2.59 | Type BB + 9 - Kelas 6 (Concrete Pile) 19 m 6 Pile | tower | 0
2.60 | Type BB + 9 - Kelas 6 (Concrete Pile) 20 m 6 Pile | tower | 0
2.61 | Type BB + 12 - Kelas 6 (Concrete Pile) 6 m 6 Pile | tower | 0
2.62 | Type BB + 12 - Kelas 6 (Concrete Pile) 7 m 6 Pile | tower | 0
2.63 | Type BB + 12 - Kelas 6 (Concrete Pile) 8 m 6 Pile | tower | 0
2.64 | Type BB + 12 - Kelas 6 (Concrete Pile) 9 m 6 Pile | tower | 0
2.65 | Type BB + 12 - Kelas 6 (Concrete Pile) 10 m 6 Pile | tower | 0
2.66 | Type BB + 12 - Kelas 6 (Concrete Pile) 11 m 6 Pile | tower | 0
2.67 | Type BB + 12 - Kelas 6 (Concrete Pile) 12 m 6 Pile | tower | 0
2.68 | Type BB + 12 - Kelas 6 (Concrete Pile) 13 m 6 Pile | tower | 0
2.69 | Type BB + 12 - Kelas 6 (Concrete Pile) 14 m 6 Pile | tower | 0
2.70 | Type BB + 12 - Kelas 6 (Concrete Pile) 15 m 6 Pile | tower | 0
2.71 | Type BB + 12 - Kelas 6 (Concrete Pile) 16 m 6 Pile | tower | 0
2.72 | Type BB + 12 - Kelas 6 (Concrete Pile) 17 m 6 Pile | tower | 0
2.73 | Type BB + 12 - Kelas 6 (Concrete Pile) 18 m 6 Pile | tower | 0
2.74 | Type BB + 12 - Kelas 6 (Concrete Pile) 19 m 6 Pile | tower | 0
2.75 | Type BB + 12 - Kelas 6 (Concrete Pile) 20 m 6 Pile | tower | 0
2.76 | Type BB + 15 - Kelas 6 (Concrete Pile) 6 m 6 Pile | tower | 0
2.77 | Type BB + 15 - Kelas 6 (Concrete Pile) 7 m 6 Pile | tower | 0
2.78 | Type BB + 15 - Kelas 6 (Concrete Pile) 8 m 6 Pile | tower | 0
2.79 | Type BB + 15 - Kelas 6 (Concrete Pile) 9 m 6 Pile | tower | 0
2.80 | Type BB + 15 - Kelas 6 (Concrete Pile) 10 m 6 Pile | tower | 0
2.81 | Type BB + 15 - Kelas 6 (Concrete Pile) 11 m 6 Pile | tower | 0
2.82 | Type BB + 15 - Kelas 6 (Concrete Pile) 12 m 6 Pile | tower | 0
2.83 | Type BB + 15 - Kelas 6 (Concrete Pile) 13 m 6 Pile | tower | 0
2.84 | Type BB + 15 - Kelas 6 (Concrete Pile) 14 m 6 Pile | tower | 0
2.85 | Type BB + 15 - Kelas 6 (Concrete Pile) 15 m 6 Pile | tower | 0
2.86 | Type BB + 15 - Kelas 6 (Concrete Pile) 16 m 6 Pile | tower | 0
2.87 | Type BB + 15 - Kelas 6 (Concrete Pile) 17 m 6 Pile | tower | 0
2.88 | Type BB + 15 - Kelas 6 (Concrete Pile) 18 m 6 Pile | tower | 0
2.89 | Type BB + 15 - Kelas 6 (Concrete Pile) 19 m 6 Pile | tower | 0
2.90 | Type BB + 15 - Kelas 6 (Concrete Pile) 20 m 6 Pile | tower | 0
3 | Pondasi Tower Transmisi 150 KV - Type CC
3.1 | Type CC + 0 - Kelas 6 (Concrete Pile) 6 m 6 Pile | tower | 0
3.2 | Type CC + 0 - Kelas 6 (Concrete Pile) 7 m 6 Pile | tower | 0
3.3 | Type CC + 0 - Kelas 6 (Concrete Pile) 8 m 6 Pile | tower | 0
3.4 | Type CC + 0 - Kelas 6 (Concrete Pile) 9 m 6 Pile | tower | 0
3.5 | Type CC + 0 - Kelas 6 (Concrete Pile) 10 m 6 Pile | tower | 0
3.6 | Type CC + 0 - Kelas 6 (Concrete Pile) 11 m 6 Pile | tower | 0
3.7 | Type CC + 0 - Kelas 6 (Concrete Pile) 12 m 6 Pile | tower | 0
3.8 | Type CC + 0 - Kelas 6 (Concrete Pile) 13 m 6 Pile | tower | 0
3.9 | Type CC + 0 - Kelas 6 (Concrete Pile) 14 m 6 Pile | tower | 0
3.10 | Type CC + 0 - Kelas 6 (Concrete Pile) 15 m 6 Pile | tower | 0
3.11 | Type CC + 0 - Kelas 6 (Concrete Pile) 16 m 6 Pile | tower | 0
3.12 | Type CC + 0 - Kelas 6 (Concrete Pile) 17 m 6 Pile | tower | 0
3.13 | Type CC + 0 - Kelas 6 (Concrete Pile) 18 m 6 Pile | tower | 0
3.14 | Type CC + 0 - Kelas 6 (Concrete Pile) 19 m 6 Pile | tower | 0
3.15 | Type CC + 0 - Kelas 6 (Concrete Pile) 20 m 6 Pile | tower | 0
3.16 | Type CC + 3 - Kelas 6 (Concrete Pile) 6 m 6 Pile | tower | 0
3.17 | Type CC + 3 - Kelas 6 (Concrete Pile) 7 m 6 Pile | tower | 0
3.18 | Type CC + 3 - Kelas 6 (Concrete Pile) 8 m 6 Pile | tower | 0
3.19 | Type CC + 3 - Kelas 6 (Concrete Pile) 9 m 6 Pile | tower | 0
3.20 | Type CC + 3 - Kelas 6 (Concrete Pile) 10 m 6 Pile | tower | 0
3.21 | Type CC + 3 - Kelas 6 (Concrete Pile) 11 m 6 Pile | tower | 0
3.22 | Type CC + 3 - Kelas 6 (Concrete Pile) 12 m 6 Pile | tower | 0
3.23 | Type CC + 3 - Kelas 6 (Concrete Pile) 13 m 6 Pile | tower | 0
3.24 | Type CC + 3 - Kelas 6 (Concrete Pile) 14 m 6 Pile | tower | 0
3.25 | Type CC + 3 - Kelas 6 (Concrete Pile) 15 m 6 Pile | tower | 0
3.26 | Type CC + 3 - Kelas 6 (Concrete Pile) 16 m 6 Pile | tower | 0
3.27 | Type CC + 3 - Kelas 6 (Concrete Pile) 17 m 6 Pile | tower | 0
3.28 | Type CC + 3 - Kelas 6 (Concrete Pile) 18 m 6 Pile | tower | 0
3.29 | Type CC + 3 - Kelas 6 (Concrete Pile) 19 m 6 Pile | tower | 0
3.30 | Type CC + 3 - Kelas 6 (Concrete Pile) 20 m 6 Pile | tower | 0
3.31 | Type CC + 6 - Kelas 6 (Concrete Pile) 6 m 6 Pile | tower | 0
3.32 | Type CC + 6 - Kelas 6 (Concrete Pile) 7 m 6 Pile | tower | 0
3.33 | Type CC + 6 - Kelas 6 (Concrete Pile) 8 m 6 Pile | tower | 0
3.34 | Type CC + 6 - Kelas 6 (Concrete Pile) 9 m 6 Pile | tower | 0
3.35 | Type CC + 6 - Kelas 6 (Concrete Pile) 10 m 6 Pile | tower | 0
3.36 | Type CC + 6 - Kelas 6 (Concrete Pile) 11 m 6 Pile | tower | 0
3.37 | Type CC + 6 - Kelas 6 (Concrete Pile) 12 m 6 Pile | tower | 0
3.38 | Type CC + 6 - Kelas 6 (Concrete Pile) 13 m 6 Pile | tower | 0
3.39 | Type CC + 6 - Kelas 6 (Concrete Pile) 14 m 6 Pile | tower | 0
3.40 | Type CC + 6 - Kelas 6 (Concrete Pile) 15 m 6 Pile | tower | 0
3.41 | Type CC + 6 - Kelas 6 (Concrete Pile) 16 m 6 Pile | tower | 0
3.42 | Type CC + 6 - Kelas 6 (Concrete Pile) 17 m 6 Pile | tower | 0
3.43 | Type CC + 6 - Kelas 6 (Concrete Pile) 18 m 6 Pile | tower | 0
3.44 | Type CC + 6 - Kelas 6 (Concrete Pile) 19 m 6 Pile | tower | 0
3.45 | Type CC + 6 - Kelas 6 (Concrete Pile) 20 m 6 Pile | tower | 0
3.46 | Type CC + 9 - Kelas 6 (Concrete Pile) 6 m 6 Pile | tower | 0
3.47 | Type CC + 9 - Kelas 6 (Concrete Pile) 7 m 6 Pile | tower | 0
3.48 | Type CC + 9 - Kelas 6 (Concrete Pile) 8 m 6 Pile | tower | 0
3.49 | Type CC + 9 - Kelas 6 (Concrete Pile) 9 m 6 Pile | tower | 0
3.50 | Type CC + 9 - Kelas 6 (Concrete Pile) 10 m 6 Pile | tower | 0
3.51 | Type CC + 9 - Kelas 6 (Concrete Pile) 11 m 6 Pile | tower | 0
3.52 | Type CC + 9 - Kelas 6 (Concrete Pile) 12 m 6 Pile | tower | 2 | 522934110.3209 | 1045868220.6417 | 522934110.3209 | 1045868220.6417
3.53 | Type CC + 9 - Kelas 6 (Concrete Pile) 13 m 6 Pile | tower | 0
3.54 | Type CC + 9 - Kelas 6 (Concrete Pile) 14 m 6 Pile | tower | 0
3.55 | Type CC + 9 - Kelas 6 (Concrete Pile) 15 m 6 Pile | tower | 0
3.56 | Type CC + 9 - Kelas 6 (Concrete Pile) 16 m 6 Pile | tower | 0
3.57 | Type CC + 9 - Kelas 6 (Concrete Pile) 17 m 6 Pile | tower | 0
3.58 | Type CC + 9 - Kelas 6 (Concrete Pile) 18 m 6 Pile | tower | 0
3.59 | Type CC + 9 - Kelas 6 (Concrete Pile) 19 m 6 Pile | tower | 0
3.60 | Type CC + 9 - Kelas 6 (Concrete Pile) 20 m 6 Pile | tower | 0
3.61 | Type CC + 12 - Kelas 6 (Concrete Pile) 6 m 6 Pile | tower | 0
3.62 | Type CC + 12 - Kelas 6 (Concrete Pile) 7 m 6 Pile | tower | 0
3.63 | Type CC + 12 - Kelas 6 (Concrete Pile) 8 m 6 Pile | tower | 0
3.64 | Type CC + 12 - Kelas 6 (Concrete Pile) 9 m 6 Pile | tower | 0
3.65 | Type CC + 12 - Kelas 6 (Concrete Pile) 10 m 6 Pile | tower | 0
3.66 | Type CC + 12 - Kelas 6 (Concrete Pile) 11 m 6 Pile | tower | 0
3.67 | Type CC + 12 - Kelas 6 (Concrete Pile) 12 m 6 Pile | tower | 0
3.68 | Type CC + 12 - Kelas 6 (Concrete Pile) 13 m 6 Pile | tower | 0
3.69 | Type CC + 12 - Kelas 6 (Concrete Pile) 14 m 6 Pile | tower | 0
3.70 | Type CC + 12 - Kelas 6 (Concrete Pile) 15 m 6 Pile | tower | 0
3.71 | Type CC + 12 - Kelas 6 (Concrete Pile) 16 m 6 Pile | tower | 0
3.72 | Type CC + 12 - Kelas 6 (Concrete Pile) 17 m 6 Pile | tower | 0
3.73 | Type CC + 12 - Kelas 6 (Concrete Pile) 18 m 6 Pile | tower | 0
3.74 | Type CC + 12 - Kelas 6 (Concrete Pile) 19 m 6 Pile | tower | 0
3.75 | Type CC + 12 - Kelas 6 (Concrete Pile) 20 m 6 Pile | tower | 0
3.76 | Type CC + 15 - Kelas 6 (Concrete Pile) 6 m 6 Pile | tower | 0
3.77 | Type CC + 15 - Kelas 6 (Concrete Pile) 7 m 6 Pile | tower | 0
3.78 | Type CC + 15 - Kelas 6 (Concrete Pile) 8 m 6 Pile | tower | 0
3.79 | Type CC + 15 - Kelas 6 (Concrete Pile) 9 m 6 Pile | tower | 0
3.80 | Type CC + 15 - Kelas 6 (Concrete Pile) 10 m 6 Pile | tower | 0
3.81 | Type CC + 15 - Kelas 6 (Concrete Pile) 11 m 6 Pile | tower | 0
3.82 | Type CC + 15 - Kelas 6 (Concrete Pile) 12 m 6 Pile | tower | 0
3.83 | Type CC + 15 - Kelas 6 (Concrete Pile) 13 m 6 Pile | tower | 0
3.84 | Type CC + 15 - Kelas 6 (Concrete Pile) 14 m 6 Pile | tower | 0
3.85 | Type CC + 15 - Kelas 6 (Concrete Pile) 15 m 6 Pile | tower | 0
3.86 | Type CC + 15 - Kelas 6 (Concrete Pile) 16 m 6 Pile | tower | 0
3.87 | Type CC + 15 - Kelas 6 (Concrete Pile) 17 m 6 Pile | tower | 0
3.88 | Type CC + 15 - Kelas 6 (Concrete Pile) 18 m 6 Pile | tower | 0
3.89 | Type CC + 15 - Kelas 6 (Concrete Pile) 19 m 6 Pile | tower | 0
3.90 | Type CC + 15 - Kelas 6 (Concrete Pile) 20 m 6 Pile | tower | 0
4 | Pondasi Tower Transmisi 150 KV - Type DD
4.1 | Type DD + 0 - Kelas 6 (Concrete Pile) 6 m 6 Pile | tower | 0
4.2 | Type DD + 0 - Kelas 6 (Concrete Pile) 7 m 6 Pile | tower | 0
4.3 | Type DD + 0 - Kelas 6 (Concrete Pile) 8 m 6 Pile | tower | 0
4.4 | Type DD + 0 - Kelas 6 (Concrete Pile) 9 m 6 Pile | tower | 0
4.5 | Type DD + 0 - Kelas 6 (Concrete Pile) 10 m 6 Pile | tower | 0
4.6 | Type DD + 0 - Kelas 6 (Concrete Pile) 11 m 6 Pile | tower | 0
4.7 | Type DD + 0 - Kelas 6 (Concrete Pile) 12 m 6 Pile | tower | 0
4.8 | Type DD + 0 - Kelas 6 (Concrete Pile) 13 m 6 Pile | tower | 0
4.9 | Type DD + 0 - Kelas 6 (Concrete Pile) 14 m 6 Pile | tower | 0
4.10 | Type DD + 0 - Kelas 6 (Concrete Pile) 15 m 6 Pile | tower | 0
4.11 | Type DD + 0 - Kelas 6 (Concrete Pile) 16 m 6 Pile | tower | 0
4.12 | Type DD + 0 - Kelas 6 (Concrete Pile) 17 m 6 Pile | tower | 0
4.13 | Type DD + 0 - Kelas 6 (Concrete Pile) 18 m 6 Pile | tower | 0
4.14 | Type DD + 0 - Kelas 6 (Concrete Pile) 19 m 6 Pile | tower | 0
4.15 | Type DD + 0 - Kelas 6 (Concrete Pile) 20 m 6 Pile | tower | 0
4.16 | Type DD + 3 - Kelas 6 (Concrete Pile) 6 m 6 Pile | tower | 0
4.17 | Type DD + 3 - Kelas 6 (Concrete Pile) 7 m 6 Pile | tower | 0
4.18 | Type DD + 3 - Kelas 6 (Concrete Pile) 8 m 6 Pile | tower | 0
4.19 | Type DD + 3 - Kelas 6 (Concrete Pile) 9 m 6 Pile | tower | 0
4.20 | Type DD + 3 - Kelas 6 (Concrete Pile) 10 m 6 Pile | tower | 0
4.21 | Type DD + 3 - Kelas 6 (Concrete Pile) 11 m 6 Pile | tower | 0
4.22 | Type DD + 3 - Kelas 6 (Concrete Pile) 12 m 6 Pile | tower | 0
4.23 | Type DD + 3 - Kelas 6 (Concrete Pile) 13 m 6 Pile | tower | 0
4.24 | Type DD + 3 - Kelas 6 (Concrete Pile) 14 m 6 Pile | tower | 0
4.25 | Type DD + 3 - Kelas 6 (Concrete Pile) 15 m 6 Pile | tower | 0
4.26 | Type DD + 3 - Kelas 6 (Concrete Pile) 16 m 6 Pile | tower | 0
4.27 | Type DD + 3 - Kelas 6 (Concrete Pile) 17 m 6 Pile | tower | 0
4.28 | Type DD + 3 - Kelas 6 (Concrete Pile) 18 m 6 Pile | tower | 0
4.29 | Type DD + 3 - Kelas 6 (Concrete Pile) 19 m 6 Pile | tower | 0
4.30 | Type DD + 3 - Kelas 6 (Concrete Pile) 20 m 6 Pile | tower | 0
4.31 | Type DD + 6 - Kelas 6 (Concrete Pile) 6 m 6 Pile | tower | 0
4.32 | Type DD + 6 - Kelas 6 (Concrete Pile) 7 m 6 Pile | tower | 0
4.33 | Type DD + 6 - Kelas 6 (Concrete Pile) 8 m 6 Pile | tower | 0
4.34 | Type DD + 6 - Kelas 6 (Concrete Pile) 9 m 6 Pile | tower | 0
4.35 | Type DD + 6 - Kelas 6 (Concrete Pile) 10 m 6 Pile | tower | 0
4.36 | Type DD + 6 - Kelas 6 (Concrete Pile) 11 m 6 Pile | tower | 0
4.37 | Type DD + 6 - Kelas 6 (Concrete Pile) 12 m 6 Pile | tower | 0
4.38 | Type DD + 6 - Kelas 6 (Concrete Pile) 13 m 6 Pile | tower | 0
4.39 | Type DD + 6 - Kelas 6 (Concrete Pile) 14 m 6 Pile | tower | 0
4.40 | Type DD + 6 - Kelas 6 (Concrete Pile) 15 m 6 Pile | tower | 0
4.41 | Type DD + 6 - Kelas 6 (Concrete Pile) 16 m 6 Pile | tower | 0
4.42 | Type DD + 6 - Kelas 6 (Concrete Pile) 17 m 6 Pile | tower | 0
4.43 | Type DD + 6 - Kelas 6 (Concrete Pile) 18 m 6 Pile | tower | 0
4.44 | Type DD + 6 - Kelas 6 (Concrete Pile) 19 m 6 Pile | tower | 0
4.45 | Type DD + 6 - Kelas 6 (Concrete Pile) 20 m 6 Pile | tower | 0
4.46 | Type DD + 9 - Kelas 6 (Concrete Pile) 6 m 6 Pile | tower | 0
4.47 | Type DD + 9 - Kelas 6 (Concrete Pile) 7 m 6 Pile | tower | 0
4.48 | Type DD + 9 - Kelas 6 (Concrete Pile) 8 m 6 Pile | tower | 1 | 396535024.2915 | 396535024.2915 | 396535024.2915 | 396535024.2915
4.49 | Type DD + 9 - Kelas 6 (Concrete Pile) 9 m 6 Pile | tower | 0
4.50 | Type DD + 9 - Kelas 6 (Concrete Pile) 10 m 6 Pile | tower | 0
4.51 | Type DD + 9 - Kelas 6 (Concrete Pile) 11 m 6 Pile | tower | 0
4.52 | Type DD + 9 - Kelas 6 (Concrete Pile) 12 m 6 Pile | tower | 0
4.53 | Type DD + 9 - Kelas 6 (Concrete Pile) 13 m 6 Pile | tower | 0
4.54 | Type DD + 9 - Kelas 6 (Concrete Pile) 14 m 6 Pile | tower | 0
4.55 | Type DD + 9 - Kelas 6 (Concrete Pile) 15 m 6 Pile | tower | 0
4.56 | Type DD + 9 - Kelas 6 (Concrete Pile) 16 m 6 Pile | tower | 0
4.57 | Type DD + 9 - Kelas 6 (Concrete Pile) 17 m 6 Pile | tower | 0
4.58 | Type DD + 9 - Kelas 6 (Concrete Pile) 18 m 6 Pile | tower | 0
4.59 | Type DD + 9 - Kelas 6 (Concrete Pile) 19 m 6 Pile | tower | 0
4.60 | Type DD + 9 - Kelas 6 (Concrete Pile) 20 m 6 Pile | tower | 0
4.61 | Type DD + 12 - Kelas 6 (Concrete Pile) 6 m 6 Pile | tower | 0
4.62 | Type DD + 12 - Kelas 6 (Concrete Pile) 7 m 6 Pile | tower | 0
4.63 | Type DD + 12 - Kelas 6 (Concrete Pile) 8 m 6 Pile | tower | 0
4.64 | Type DD + 12 - Kelas 6 (Concrete Pile) 9 m 6 Pile | tower | 0
4.65 | Type DD + 12 - Kelas 6 (Concrete Pile) 10 m 6 Pile | tower | 0
4.66 | Type DD + 12 - Kelas 6 (Concrete Pile) 11 m 6 Pile | tower | 0
4.67 | Type DD + 12 - Kelas 6 (Concrete Pile) 12 m 6 Pile | tower | 0
4.68 | Type DD + 12 - Kelas 6 (Concrete Pile) 13 m 6 Pile | tower | 0
4.69 | Type DD + 12 - Kelas 6 (Concrete Pile) 14 m 6 Pile | tower | 0
4.70 | Type DD + 12 - Kelas 6 (Concrete Pile) 15 m 6 Pile | tower | 0
4.71 | Type DD + 12 - Kelas 6 (Concrete Pile) 16 m 6 Pile | tower | 0
4.72 | Type DD + 12 - Kelas 6 (Concrete Pile) 17 m 6 Pile | tower | 0
4.73 | Type DD + 12 - Kelas 6 (Concrete Pile) 18 m 6 Pile | tower | 0
4.74 | Type DD + 12 - Kelas 6 (Concrete Pile) 19 m 6 Pile | tower | 0
4.75 | Type DD + 12 - Kelas 6 (Concrete Pile) 20 m 6 Pile | tower | 0
4.76 | Type DD + 15 - Kelas 6 (Concrete Pile) 6 m 6 Pile | tower | 0
4.77 | Type DD + 15 - Kelas 6 (Concrete Pile) 7 m 6 Pile | tower | 0
4.78 | Type DD + 15 - Kelas 6 (Concrete Pile) 8 m 6 Pile | tower | 0
4.79 | Type DD + 15 - Kelas 6 (Concrete Pile) 9 m 6 Pile | tower | 0
4.80 | Type DD + 15 - Kelas 6 (Concrete Pile) 10 m 6 Pile | tower | 0
4.81 | Type DD + 15 - Kelas 6 (Concrete Pile) 11 m 6 Pile | tower | 0
4.82 | Type DD + 15 - Kelas 6 (Concrete Pile) 12 m 6 Pile | tower | 0
4.83 | Type DD + 15 - Kelas 6 (Concrete Pile) 13 m 6 Pile | tower | 0
4.84 | Type DD + 15 - Kelas 6 (Concrete Pile) 14 m 6 Pile | tower | 0
4.85 | Type DD + 15 - Kelas 6 (Concrete Pile) 15 m 6 Pile | tower | 0
4.86 | Type DD + 15 - Kelas 6 (Concrete Pile) 16 m 6 Pile | tower | 0
4.87 | Type DD + 15 - Kelas 6 (Concrete Pile) 17 m 6 Pile | tower | 0
4.88 | Type DD + 15 - Kelas 6 (Concrete Pile) 18 m 6 Pile | tower | 0
4.89 | Type DD + 15 - Kelas 6 (Concrete Pile) 19 m 6 Pile | tower | 0
4.90 | Type DD + 15 - Kelas 6 (Concrete Pile) 20 m 6 Pile | tower | 0
5 | Pondasi Tower Transmisi 150 KV - Type DDR
5.1 | Type DDR + 0 - Kelas 6 (Concrete Pile) 6 m 6 Pile | tower | 0
5.2 | Type DDR + 0 - Kelas 6 (Concrete Pile) 7 m 6 Pile | tower | 0
5.3 | Type DDR + 0 - Kelas 6 (Concrete Pile) 8 m 6 Pile | tower | 0
5.4 | Type DDR + 0 - Kelas 6 (Concrete Pile) 9 m 6 Pile | tower | 0
5.5 | Type DDR + 0 - Kelas 6 (Concrete Pile) 10 m 6 Pile | tower | 0
5.6 | Type DDR + 0 - Kelas 6 (Concrete Pile) 11 m 6 Pile | tower | 0
5.7 | Type DDR + 0 - Kelas 6 (Concrete Pile) 12 m 6 Pile | tower | 0
5.8 | Type DDR + 0 - Kelas 6 (Concrete Pile) 13 m 6 Pile | tower | 0
5.9 | Type DDR + 0 - Kelas 6 (Concrete Pile) 14 m 6 Pile | tower | 0
5.10 | Type DDR + 0 - Kelas 6 (Concrete Pile) 15 m 6 Pile | tower | 0
5.11 | Type DDR + 0 - Kelas 6 (Concrete Pile) 16 m 6 Pile | tower | 0
5.12 | Type DDR + 0 - Kelas 6 (Concrete Pile) 17 m 6 Pile | tower | 0
5.13 | Type DDR + 0 - Kelas 6 (Concrete Pile) 18 m 6 Pile | tower | 0
5.14 | Type DDR + 0 - Kelas 6 (Concrete Pile) 19 m 6 Pile | tower | 0
5.15 | Type DDR + 0 - Kelas 6 (Concrete Pile) 20 m 6 Pile | tower | 0
5.16 | Type DDR + 3 - Kelas 6 (Concrete Pile) 6 m 6 Pile | tower | 0
5.17 | Type DDR + 3 - Kelas 6 (Concrete Pile) 7 m 6 Pile | tower | 0
5.18 | Type DDR + 3 - Kelas 6 (Concrete Pile) 8 m 6 Pile | tower | 0
5.19 | Type DDR + 3 - Kelas 6 (Concrete Pile) 9 m 6 Pile | tower | 0
5.20 | Type DDR + 3 - Kelas 6 (Concrete Pile) 10 m 6 Pile | tower | 0
5.21 | Type DDR + 3 - Kelas 6 (Concrete Pile) 11 m 6 Pile | tower | 0
5.22 | Type DDR + 3 - Kelas 6 (Concrete Pile) 12 m 6 Pile | tower | 0
5.23 | Type DDR + 3 - Kelas 6 (Concrete Pile) 13 m 6 Pile | tower | 0
5.24 | Type DDR + 3 - Kelas 6 (Concrete Pile) 14 m 6 Pile | tower | 0
5.25 | Type DDR + 3 - Kelas 6 (Concrete Pile) 15 m 6 Pile | tower | 0
5.26 | Type DDR + 3 - Kelas 6 (Concrete Pile) 16 m 6 Pile | tower | 0
5.27 | Type DDR + 3 - Kelas 6 (Concrete Pile) 17 m 6 Pile | tower | 0
5.28 | Type DDR + 3 - Kelas 6 (Concrete Pile) 18 m 6 Pile | tower | 0
5.29 | Type DDR + 3 - Kelas 6 (Concrete Pile) 19 m 6 Pile | tower | 0
5.30 | Type DDR + 3 - Kelas 6 (Concrete Pile) 20 m 6 Pile | tower | 0
5.31 | Type DDR + 6 - Kelas 6 (Concrete Pile) 6 m 6 Pile | tower | 0
5.32 | Type DDR + 6 - Kelas 6 (Concrete Pile) 7 m 6 Pile | tower | 0
5.33 | Type DDR + 6 - Kelas 6 (Concrete Pile) 8 m 6 Pile | tower | 0
5.34 | Type DDR + 6 - Kelas 6 (Concrete Pile) 9 m 6 Pile | tower | 0
5.35 | Type DDR + 6 - Kelas 6 (Concrete Pile) 10 m 6 Pile | tower | 0
5.36 | Type DDR + 6 - Kelas 6 (Concrete Pile) 11 m 6 Pile | tower | 0
5.37 | Type DDR + 6 - Kelas 6 (Concrete Pile) 12 m 6 Pile | tower | 0
5.38 | Type DDR + 6 - Kelas 6 (Concrete Pile) 13 m 6 Pile | tower | 0
5.39 | Type DDR + 6 - Kelas 6 (Concrete Pile) 14 m 6 Pile | tower | 0
5.40 | Type DDR + 6 - Kelas 6 (Concrete Pile) 15 m 6 Pile | tower | 0
5.41 | Type DDR + 6 - Kelas 6 (Concrete Pile) 16 m 6 Pile | tower | 0
5.42 | Type DDR + 6 - Kelas 6 (Concrete Pile) 17 m 6 Pile | tower | 0
5.43 | Type DDR + 6 - Kelas 6 (Concrete Pile) 18 m 6 Pile | tower | 0
5.44 | Type DDR + 6 - Kelas 6 (Concrete Pile) 19 m 6 Pile | tower | 0
5.45 | Type DDR + 6 - Kelas 6 (Concrete Pile) 20 m 6 Pile | tower | 0
5.46 | Type DDR + 9 - Kelas 6 (Concrete Pile) 6 m 6 Pile | tower | 0
5.47 | Type DDR + 9 - Kelas 6 (Concrete Pile) 7 m 6 Pile | tower | 0
5.48 | Type DDR + 9 - Kelas 6 (Concrete Pile) 8 m 6 Pile | tower | 0
5.49 | Type DDR + 9 - Kelas 6 (Concrete Pile) 9 m 6 Pile | tower | 0
5.50 | Type DDR + 9 - Kelas 6 (Concrete Pile) 10 m 6 Pile | tower | 0
5.51 | Type DDR + 9 - Kelas 6 (Concrete Pile) 11 m 6 Pile | tower | 0
5.52 | Type DDR + 9 - Kelas 6 (Concrete Pile) 12 m 6 Pile | tower | 0
5.53 | Type DDR + 9 - Kelas 6 (Concrete Pile) 13 m 6 Pile | tower | 0
5.54 | Type DDR + 9 - Kelas 6 (Concrete Pile) 14 m 6 Pile | tower | 0
5.55 | Type DDR + 9 - Kelas 6 (Concrete Pile) 15 m 6 Pile | tower | 0
5.56 | Type DDR + 9 - Kelas 6 (Concrete Pile) 16 m 6 Pile | tower | 0
5.57 | Type DDR + 9 - Kelas 6 (Concrete Pile) 17 m 6 Pile | tower | 0
5.58 | Type DDR + 9 - Kelas 6 (Concrete Pile) 18 m 6 Pile | tower | 0
5.59 | Type DDR + 9 - Kelas 6 (Concrete Pile) 19 m 6 Pile | tower | 0
5.60 | Type DDR + 9 - Kelas 6 (Concrete Pile) 20 m 6 Pile | tower | 0
5.61 | Type DDR + 12 - Kelas 6 (Concrete Pile) 6 m 6 Pile | tower | 0
5.62 | Type DDR + 12 - Kelas 6 (Concrete Pile) 7 m 6 Pile | tower | 0
5.63 | Type DDR + 12 - Kelas 6 (Concrete Pile) 8 m 6 Pile | tower | 0
5.64 | Type DDR + 12 - Kelas 6 (Concrete Pile) 9 m 6 Pile | tower | 0
5.65 | Type DDR + 12 - Kelas 6 (Concrete Pile) 10 m 6 Pile | tower | 0
5.66 | Type DDR + 12 - Kelas 6 (Concrete Pile) 11 m 6 Pile | tower | 0
5.67 | Type DDR + 12 - Kelas 6 (Concrete Pile) 12 m 6 Pile | tower | 0
5.68 | Type DDR + 12 - Kelas 6 (Concrete Pile) 13 m 6 Pile | tower | 0
5.69 | Type DDR + 12 - Kelas 6 (Concrete Pile) 14 m 6 Pile | tower | 0
5.70 | Type DDR + 12 - Kelas 6 (Concrete Pile) 15 m 6 Pile | tower | 0
5.71 | Type DDR + 12 - Kelas 6 (Concrete Pile) 16 m 6 Pile | tower | 0
5.72 | Type DDR + 12 - Kelas 6 (Concrete Pile) 17 m 6 Pile | tower | 0
5.73 | Type DDR + 12 - Kelas 6 (Concrete Pile) 18 m 6 Pile | tower | 0
5.74 | Type DDR + 12 - Kelas 6 (Concrete Pile) 19 m 6 Pile | tower | 0
5.75 | Type DDR + 12 - Kelas 6 (Concrete Pile) 20 m 6 Pile | tower | 0
5.76 | Type DDR + 15 - Kelas 6 (Concrete Pile) 6 m 6 Pile | tower | 0
5.77 | Type DDR + 15 - Kelas 6 (Concrete Pile) 7 m 6 Pile | tower | 0
5.78 | Type DDR + 15 - Kelas 6 (Concrete Pile) 8 m 6 Pile | tower | 0
5.79 | Type DDR + 15 - Kelas 6 (Concrete Pile) 9 m 6 Pile | tower | 0
5.80 | Type DDR + 15 - Kelas 6 (Concrete Pile) 10 m 6 Pile | tower | 0
5.81 | Type DDR + 15 - Kelas 6 (Concrete Pile) 11 m 6 Pile | tower | 0
5.82 | Type DDR + 15 - Kelas 6 (Concrete Pile) 12 m 6 Pile | tower | 0
5.83 | Type DDR + 15 - Kelas 6 (Concrete Pile) 13 m 6 Pile | tower | 0
5.84 | Type DDR + 15 - Kelas 6 (Concrete Pile) 14 m 6 Pile | tower | 0
5.85 | Type DDR + 15 - Kelas 6 (Concrete Pile) 15 m 6 Pile | tower | 0
5.86 | Type DDR + 15 - Kelas 6 (Concrete Pile) 16 m 6 Pile | tower | 0
5.87 | Type DDR + 15 - Kelas 6 (Concrete Pile) 17 m 6 Pile | tower | 0
5.88 | Type DDR + 15 - Kelas 6 (Concrete Pile) 18 m 6 Pile | tower | 0
5.89 | Type DDR + 15 - Kelas 6 (Concrete Pile) 19 m 6 Pile | tower | 0
5.90 | Type DDR + 15 - Kelas 6 (Concrete Pile) 20 m 6 Pile | tower | 0
SUB - TOTAL D. III PEKERJAAN PONDASI |  |  |  |  | 1442403244.9332 |  | 1442403244.9332
SUB - TOTAL D PEKERJAAN PONDASI TOWER

## Pondasi 6 Pile
DAFTAR KUANTITAS DAN HARGA PONDASI TOWER T/L 150 kV
DAFTAR KUANTITAS DAN HARGA PEKERJAAN PERSIAPAN
|  |  |  | HARGA | JUMLAH
NO | URAIAN PEKERJAAN | SATUAN | VOLUME | SATUAN | HARGA
|  |  |  | ( Rp.) | ( Rp.)
1 | Mobilisasi dan Demobilisasi Peralatan | Ls | 1 | 36574500 | 36574500 |  |  |  |  | Biaya Excavator (m³) |  | 29008.6
[10 empty] | Dump Truck (m³) |  | 35835.3
2 | Re-Check Survey | km' | #REF! | 3500000 | #REF! |  |  |  |  | Galian Pondasi AA (m³)
Galian Pondasi BB (m³)
3 | Rechek Soil Investigasi di titik awal | titik | 0 | 2000000 | 0 |  |  |  |  | Galian Pondasi CC (m³)
Galian Pondasi DD (m³)
4 | Tambahan Titik Sondir pada titik berikutnya | titik | 0 | 2000000 | 0 |  |  |  |  | Galian Pondasi DRD (m³)
Galian Bor Pile AA (m³)
5 | Pembuatan Jalan Kerja | Ls | 1 | 359040000 | 359040000 |  |  |  |  | Galian Bor Pile BB (m³)
Galian Bor Pile CC (m³)
6 | Pembersihan Lokasi | tower | #REF! | 2619302.4 | #REF! |  |  |  |  | Galian Bor Pile DD (m³)
Galian Bor Pile DRD (m³)
7 | Pengukuran dan Bouwplank | tower | #REF! | 1773365.95 | #REF!
#REF!
DAFTAR KUANTITAS DAN HARGA PEKERJAAN PONDASI TOWER | [7 empty] | DAFTAR KUANTITAS DAN HARGA PEKERJAAN PONDASI TOWER | [7 empty] | DAFTAR KUANTITAS DAN HARGA PEKERJAAN PONDASI TOWER | [7 empty] | DAFTAR KUANTITAS DAN HARGA PEKERJAAN PONDASI TOWER
Type Tower : AA | [7 empty] | Type Tower : Bb | [7 empty] | Type Tower : Cc | [7 empty] | Type Tower : Dd /DDR
|  |  |  | HARGA | JUMLAH | [6 empty] | HARGA | JUMLAH | [6 empty] | HARGA | JUMLAH | [6 empty] | HARGA | JUMLAH
NO | URAIAN PEKERJAAN | SATUAN | VOLUME | SATUAN | HARGA |  |  | NO | URAIAN PEKERJAAN | SATUAN | VOLUME | SATUAN | HARGA |  |  | NO | URAIAN PEKERJAAN | SATUAN | VOLUME | SATUAN | HARGA |  |  | NO | URAIAN PEKERJAAN | SATUAN | VOLUME | SATUAN | HARGA
|  |  |  | ( Rp.) | ( Rp.) | [6 empty] | ( Rp.) | ( Rp.) | [6 empty] | ( Rp.) | ( Rp.) | [6 empty] | ( Rp.) | ( Rp.)
| PONDASI: Class 1 - Concrete Pad and Chimney | [7 empty] | PONDASI: Class 1 - Concrete Pad and Chimney | [7 empty] | PONDASI: Class 1 - Concrete Pad and Chimney | [7 empty] | PONDASI: Class 1 - Concrete Pad and Chimney
1 | Pekerjaan Tanah | [6 empty] | 1 | Pekerjaan Tanah | [6 empty] | 1 | Pekerjaan Tanah | [6 empty] | 1 | Pekerjaan Tanah
a | Galian tanah | m³ | #REF! | 95400 | #REF! |  |  | a | Galian tanah | m³ | #REF! | 95400 | #REF! |  |  | a | Galian tanah | m³ | #REF! | 95400 | #REF! |  |  | a | Galian tanah | m³ | #REF! | 95400 | #REF!
b | Urugan kembali | m³ | #REF! | 37680 | #REF! |  |  | b | Urugan kembali | m³ | #REF! | 37680 | #REF! |  |  | b | Urugan kembali | m³ | #REF! | 37680 | #REF! |  |  | b | Urugan kembali | m³ | #REF! | 37680 | #REF!
2 | Pekerjaan Beton |  |  |  |  | BJ |  | 2 | Pekerjaan Beton |  |  |  |  | BJ |  | 2 | Pekerjaan Beton |  |  |  |  | BJ |  | 2 | Pekerjaan Beton |  |  |  |  | BJ
a | Urugan pasir, t = 10 cm | m³ | #REF! | 168600 | #REF! | 1400 | #REF! | a | Urugan pasir, t = 10 cm | m³ | #REF! | 168600 | #REF! | 1400 | #REF! | a | Urugan pasir, t = 10 cm | m³ | #REF! | 168600 | #REF! | 1400 | #REF! | a | Urugan pasir, t = 10 cm | m³ | #REF! | 168600 | #REF! | 1400 | #REF!
b | Beton 1 : 3 : 5, leveling ( t = 5 cm ) | m³ | #REF! | 921940 | #REF! | 2200 | #REF! | b | Beton 1 : 3 : 5, leveling ( t = 5 cm ) | m³ | #REF! | 921940 | #REF! | 2200 | #REF! | b | Beton 1 : 3 : 5, leveling ( t = 5 cm ) | m³ | #REF! | 921940 | #REF! | 2200 | #REF! | b | Beton 1 : 3 : 5, leveling ( t = 5 cm ) | m³ | #REF! | 921940 | #REF! | 2200 | #REF!
c | Beton K 225, pondasi tower | m³ | #REF! | 984570 | #REF! | 2400 | #REF! | c | Beton K 225, pondasi tower | m³ | #REF! | 984570 | #REF! | 2400 | #REF! | c | Beton K 225, pondasi tower | m³ | #REF! | 984570 | #REF! | 2400 | #REF! | c | Beton K 225, pondasi tower | m³ | #REF! | 984570 | #REF! | 2400 | #REF!
d | Besi beton | kg | #REF! | 21480 | #REF! | 1 | #REF! | d | Besi beton | kg | #REF! | 21480 | #REF! | 1 | #REF! | d | Besi beton | kg | #REF! | 21480 | #REF! | 1 | #REF! | d | Besi beton | kg | #REF! | 21480 | #REF! | 1 | #REF!
e | Cetakan | m² | #REF! | 225680 | #REF! | 40 | #REF! | e | Cetakan | m² | #REF! | 225680 | #REF! | 40 | #REF! | e | Cetakan | m² | #REF! | 225680 | #REF! | 40 | #REF! | e | Cetakan | m² | #REF! | 225680 | #REF! | 40 | #REF!
f | Pre-cast block ukuran 20 x 20 x 10 (cm) | bh | 4 | 4005.37 | 16021.48 | 2.5 | 10 | f | Pre-cast block ukuran 20 x 20 x 10 (cm) | bh | 4 | 4005.37 | 16021.48 | 2.5 | 10 | f | Pre-cast block ukuran 20 x 20 x 10 (cm) | bh | 4 | 4005.37 | 16021.48 | 2.5 | 10 | f | Pre-cast block ukuran 20 x 20 x 10 (cm) | bh | 4 | 4005.37 | 16021.48 | 2.5 | 10
[7 empty] | #REF! | [7 empty] | #REF! | [7 empty] | #REF! | [7 empty] | #REF!
3 | Pekerjaan Lain-lain | [6 empty] | 3 | Pekerjaan Lain-lain | [6 empty] | 3 | Pekerjaan Lain-lain | [6 empty] | 3 | Pekerjaan Lain-lain
a | Pembuatan dan Pemasangan Patok Beton Batas Tanah | bh | 4 | 75838.8421 | 303355.3686 |  |  | a | Pembuatan dan Pemasangan Patok Beton Batas Tanah | bh | 4 | 75838.8421 | 303355.3686 |  |  | a | Pembuatan dan Pemasangan Patok Beton Batas Tanah | bh | 4 | 75838.8421 | 303355.3686 |  |  | a | Pembuatan dan Pemasangan Patok Beton Batas Tanah | bh | 4 | 75838.8421 | 303355.3686
b | Transport Material Pondasi ke Lokasi Tower | kg | #REF! | 312.5 | #REF! |  |  | b | Transport Material Pondasi ke Lokasi Tower | kg | #REF! | 312.5 | #REF! |  |  | b | Transport Material Pondasi ke Lokasi Tower | kg | #REF! | 312.5 | #REF! |  |  | b | Transport Material Pondasi ke Lokasi Tower | kg | #REF! | 312.5 | #REF!
c | Tes Kubus Beton (15x15x15) cm³ | bh | 4 | 47994.8047 | 191979.219 |  |  | c | Tes Kubus Beton (15x15x15) cm³ | bh | 4 | 47994.8047 | 191979.219 |  |  | c | Tes Kubus Beton (15x15x15) cm³ | bh | 4 | 47994.8047 | 191979.219 |  |  | c | Tes Kubus Beton (15x15x15) cm³ | bh | 4 | 47994.8047 | 191979.219
d | Penyetelan stub (besi kaki) tower | Ls | 1 | 382862.9 | 382862.9 |  |  | d | Penyetelan stub (besi kaki) tower | Ls | 360 | 382862.9 | 137830644 |  |  | d | Penyetelan stub (besi kaki) tower | Ls | 440 | 382862.9 | 168459676 |  |  | d | Penyetelan stub (besi kaki) tower | Ls | 503 | 382862.9 | 192580038.7
e | Pemasangan grounding dan perlengkapannya | set | 1 | 1307000 | 1307000 |  |  | e | Pemasangan grounding dan perlengkapannya | set | 1 | 1307000 | 1307000 |  |  | e | Pemasangan grounding dan perlengkapannya | set | 1 | 1307000 | 1307000 |  |  | e | Pemasangan grounding dan perlengkapannya | set | 1 | 1307000 | 1307000
f | Pengujian grounding dan perlengkapannya | set | 1 | 300000 | 300000 |  |  | f | Pengujian grounding dan perlengkapannya | set | 1 | 300000 | 300000 |  |  | f | Pengujian grounding dan perlengkapannya | set | 1 | 300000 | 300000 |  |  | f | Pengujian grounding dan perlengkapannya | set | 1 | 300000 | 300000
| TOTAL PONDASI CLASS 1 |  |  |  | #REF! |  |  |  | TOTAL PONDASI CLASS 1 |  |  |  | #REF! |  |  |  | TOTAL PONDASI CLASS 1 |  |  |  | #REF! |  |  |  | TOTAL PONDASI CLASS 1 |  |  |  | #REF!
Type Tower : AA | [7 empty] | Type Tower : Bb | [7 empty] | Type Tower : Cc | [7 empty] | Type Tower : Dd/DDR
| PONDASI: Class 2 - Concrete Pad and Chimney | [7 empty] | PONDASI: Class 2 - Concrete Pad and Chimney | [7 empty] | PONDASI: Class 2 - Concrete Pad and Chimney | [7 empty] | PONDASI: Class 2 - Concrete Pad and Chimney
1 | Pekerjaan Tanah | [6 empty] | 1 | Pekerjaan Tanah | [6 empty] | 1 | Pekerjaan Tanah | [6 empty] | 1 | Pekerjaan Tanah
a | Galian tanah | m³ | #REF! | 95400 | #REF! |  |  | a | Galian tanah | m³ | #REF! | 95400 | #REF! |  |  | a | Galian tanah | m³ | #REF! | 95400 | #REF! |  |  | a | Galian tanah | m³ | #REF! | 95400 | #REF!
b | Urugan kembali | m³ | #REF! | 37680 | #REF! |  |  | b | Urugan kembali | m³ | #REF! | 37680 | #REF! |  |  | b | Urugan kembali | m³ | #REF! | 37680 | #REF! |  |  | b | Urugan kembali | m³ | #REF! | 37680 | #REF!
2 | Pekerjaan Beton |  |  |  |  | BJ |  | 2 | Pekerjaan Beton |  |  |  |  | BJ |  | 2 | Pekerjaan Beton |  |  |  |  | BJ |  | 2 | Pekerjaan Beton |  |  |  |  | BJ
a | Urugan pasir, t = 10 cm | m³ | #REF! | 168600 | #REF! | 1400 | #REF! | a | Urugan pasir, t = 10 cm | m³ | #REF! | 168600 | #REF! | 1400 | #REF! | a | Urugan pasir, t = 10 cm | m³ | #REF! | 168600 | #REF! | 1400 | #REF! | a | Urugan pasir, t = 10 cm | m³ | #REF! | 168600 | #REF! | 1400 | #REF!
b | Beton 1 : 3 : 5, leveling ( t = 5 cm ) | m³ | #REF! | 921940 | #REF! | 2200 | #REF! | b | Beton 1 : 3 : 5, leveling ( t = 5 cm ) | m³ | #REF! | 921940 | #REF! | 2200 | #REF! | b | Beton 1 : 3 : 5, leveling ( t = 5 cm ) | m³ | #REF! | 921940 | #REF! | 2200 | #REF! | b | Beton 1 : 3 : 5, leveling ( t = 5 cm ) | m³ | #REF! | 921940 | #REF! | 2200 | #REF!
c | Beton K 225, pondasi tower | m³ | #REF! | 984570 | #REF! | 2400 | #REF! | c | Beton K 225, pondasi tower | m³ | #REF! | 984570 | #REF! | 2400 | #REF! | c | Beton K 225, pondasi tower | m³ | #REF! | 984570 | #REF! | 2400 | #REF! | c | Beton K 225, pondasi tower | m³ | #REF! | 984570 | #REF! | 2400 | #REF!
d | Besi beton | kg | #REF! | 21480 | #REF! | 1 | #REF! | d | Besi beton | kg | #REF! | 21480 | #REF! | 1 | #REF! | d | Besi beton | kg | #REF! | 21480 | #REF! | 1 | #REF! | d | Besi beton | kg | #REF! | 21480 | #REF! | 1 | #REF!
e | Cetakan | m² | #REF! | 225680 | #REF! | 40 | #REF! | e | Cetakan | m² | #REF! | 225680 | #REF! | 40 | #REF! | e | Cetakan | m² | #REF! | 225680 | #REF! | 40 | #REF! | e | Cetakan | m² | #REF! | 225680 | #REF! | 40 | #REF!
f | Pre-cast block ukuran 20 x 20 x 10 (cm) | bh | 4 | 4005.37 | 16021.48 | 2.5 | 10 | f | Pre-cast block ukuran 20 x 20 x 10 (cm) | bh | 4 | 4005.37 | 16021.48 | 2.5 | 10 | f | Pre-cast block ukuran 20 x 20 x 10 (cm) | bh | 4 | 4005.37 | 16021.48 | 2.5 | 10 | f | Pre-cast block ukuran 20 x 20 x 10 (cm) | bh | 4 | 4005.37 | 16021.48 | 2.5 | 10
[7 empty] | #REF! | [7 empty] | #REF! | [7 empty] | #REF! | [7 empty] | #REF!
3 | Pekerjaan Lain-lain | [6 empty] | 3 | Pekerjaan Lain-lain | [6 empty] | 3 | Pekerjaan Lain-lain | [6 empty] | 3 | Pekerjaan Lain-lain
a | Pembuatan dan Pemasangan Patok Beton Batas Tanah | bh | 4 | 75838.8421 | 303355.3686 |  |  | a | Pembuatan dan Pemasangan Patok Beton Batas Tanah | bh | 4 | 75838.8421 | 303355.3686 |  |  | a | Pembuatan dan Pemasangan Patok Beton Batas Tanah | bh | 4 | 75838.8421 | 303355.3686 |  |  | a | Pembuatan dan Pemasangan Patok Beton Batas Tanah | bh | 4 | 75838.8421 | 303355.3686
b | Transport Material Pondasi ke Lokasi Tower | kg | #REF! | 312.5 | #REF! |  |  | b | Transport Material Pondasi ke Lokasi Tower | kg | #REF! | 312.5 | #REF! |  |  | b | Transport Material Pondasi ke Lokasi Tower | kg | #REF! | 312.5 | #REF! |  |  | b | Transport Material Pondasi ke Lokasi Tower | kg | #REF! | 312.5 | #REF!
c | Tes Kubus Beton (15x15x15) cm³ | bh | 4 | 47994.8047 | 191979.219 |  |  | c | Tes Kubus Beton (15x15x15) cm³ | bh | 4 | 47994.8047 | 191979.219 |  |  | c | Tes Kubus Beton (15x15x15) cm³ | bh | 4 | 47994.8047 | 191979.219 |  |  | c | Tes Kubus Beton (15x15x15) cm³ | bh | 4 | 47994.8047 | 191979.219
d | Penyetelan stub (besi kaki) tower | Ls | 167 | 382862.9 | 63938104.3 |  |  | d | Penyetelan stub (besi kaki) tower | Ls | 345 | 382862.9 | 132087700.5 |  |  | d | Penyetelan stub (besi kaki) tower | Ls | 440 | 382862.9 | 168459676 |  |  | d | Penyetelan stub (besi kaki) tower | Ls | 503 | 382862.9 | 192580038.7
e | Pemasangan grounding dan perlengkapannya | set | 1 | 1307000 | 1307000 |  |  | e | Pemasangan grounding dan perlengkapannya | set | 1 | 1307000 | 1307000 |  |  | e | Pemasangan grounding dan perlengkapannya | set | 1 | 1307000 | 1307000 |  |  | e | Pemasangan grounding dan perlengkapannya | set | 1 | 1307000 | 1307000
f | Pengujian grounding dan perlengkapannya | set | 1 | 300000 | 300000 |  |  | f | Pengujian grounding dan perlengkapannya | set | 1 | 300000 | 300000 |  |  | f | Pengujian grounding dan perlengkapannya | set | 1 | 300000 | 300000 |  |  | f | Pengujian grounding dan perlengkapannya | set | 1 | 300000 | 300000
| TOTAL PONDASI CLASS 2 |  |  |  | #REF! |  |  |  | TOTAL PONDASI CLASS 2 |  |  |  | #REF! |  |  |  | TOTAL PONDASI CLASS 2 |  |  |  | #REF! |  |  |  | TOTAL PONDASI CLASS 2 |  |  |  | #REF!
Type Tower : AA | [7 empty] | Type Tower : Bb | [7 empty] | Type Tower : Cc | [7 empty] | Type Tower : Dd/DDR
| PONDASI: Class 2W - Concrete Pad and Chimney | [7 empty] | PONDASI: Class 2W - Concrete Pad and Chimney | [7 empty] | PONDASI: Class 2W - Concrete Pad and Chimney | [7 empty] | PONDASI: Class 2W - Concrete Pad and Chimney
1 | Pekerjaan Tanah | [6 empty] | 1 | Pekerjaan Tanah | [6 empty] | 1 | Pekerjaan Tanah | [6 empty] | 1 | Pekerjaan Tanah
a | Galian tanah | m³ | #REF! | 95400 | #REF! |  |  | a | Galian tanah | m³ | #REF! | 95400 | #REF! |  |  | a | Galian tanah | m³ | #REF! | 95400 | #REF! |  |  | a | Galian tanah | m³ | #REF! | 95400 | #REF!
b | Urugan kembali | m³ | #REF! | 37680 | #REF! |  |  | b | Urugan kembali | m³ | #REF! | 37680 | #REF! |  |  | b | Urugan kembali | m³ | #REF! | 37680 | #REF! |  |  | b | Urugan kembali | m³ | #REF! | 37680 | #REF!
2 | Pekerjaan Beton |  |  |  |  | BJ |  | 2 | Pekerjaan Beton |  |  |  |  | BJ |  | 2 | Pekerjaan Beton |  |  |  |  | BJ |  | 2 | Pekerjaan Beton |  |  |  |  | BJ
a | Urugan pasir, t = 10 cm | m³ | #REF! | 168600 | #REF! | 1400 | #REF! | a | Urugan pasir, t = 10 cm | m³ | #REF! | 168600 | #REF! | 1400 | #REF! | a | Urugan pasir, t = 10 cm | m³ | #REF! | 168600 | #REF! | 1400 | #REF! | a | Urugan pasir, t = 10 cm | m³ | #REF! | 168600 | #REF! | 1400 | #REF!
b | Beton 1 : 3 : 5, leveling ( t = 5 cm ) | m³ | #REF! | 921940 | #REF! | 2200 | #REF! | b | Beton 1 : 3 : 5, leveling ( t = 5 cm ) | m³ | #REF! | 921940 | #REF! | 2200 | #REF! | b | Beton 1 : 3 : 5, leveling ( t = 5 cm ) | m³ | #REF! | 921940 | #REF! | 2200 | #REF! | b | Beton 1 : 3 : 5, leveling ( t = 5 cm ) | m³ | #REF! | 921940 | #REF! | 2200 | #REF!
c | Beton K 225, pondasi tower | m³ | #REF! | 984570 | #REF! | 2400 | #REF! | c | Beton K 225, pondasi tower | m³ | #REF! | 984570 | #REF! | 2400 | #REF! | c | Beton K 225, pondasi tower | m³ | #REF! | 984570 | #REF! | 2400 | #REF! | c | Beton K 225, pondasi tower | m³ | #REF! | 984570 | #REF! | 2400 | #REF!
d | Besi beton | kg | #REF! | 21480 | #REF! | 1 | #REF! | d | Besi beton | kg | #REF! | 21480 | #REF! | 1 | #REF! | d | Besi beton | kg | #REF! | 21480 | #REF! | 1 | #REF! | d | Besi beton | kg | #REF! | 21480 | #REF! | 1 | #REF!
e | Cetakan | m² | #REF! | 225680 | #REF! | 40 | #REF! | e | Cetakan | m² | #REF! | 225680 | #REF! | 40 | #REF! | e | Cetakan | m² | #REF! | 225680 | #REF! | 40 | #REF! | e | Cetakan | m² | #REF! | 225680 | #REF! | 40 | #REF!
f | Pre-cast block ukuran 20 x 20 x 10 (cm) | bh | 4 | 4005.37 | 16021.48 | 2.5 | 10 | f | Pre-cast block ukuran 20 x 20 x 10 (cm) | bh | 4 | 4005.37 | 16021.48 | 2.5 | 10 | f | Pre-cast block ukuran 20 x 20 x 10 (cm) | bh | 4 | 4005.37 | 16021.48 | 2.5 | 10 | f | Pre-cast block ukuran 20 x 20 x 10 (cm) | bh | 4 | 4005.37 | 16021.48 | 2.5 | 10
[7 empty] | #REF! | [7 empty] | #REF! | [7 empty] | #REF! | [7 empty] | #REF!
3 | Pekerjaan Lain-lain | [6 empty] | 3 | Pekerjaan Lain-lain | [6 empty] | 3 | Pekerjaan Lain-lain | [6 empty] | 3 | Pekerjaan Lain-lain
a | Pembuatan dan Pemasangan Patok Beton Batas Tanah | bh | 4 | 75838.8421 | 303355.3686 |  |  | a | Pembuatan dan Pemasangan Patok Beton Batas Tanah | bh | 4 | 75838.8421 | 303355.3686 |  |  | a | Pembuatan dan Pemasangan Patok Beton Batas Tanah | bh | 4 | 75838.8421 | 303355.3686 |  |  | a | Pembuatan dan Pemasangan Patok Beton Batas Tanah | bh | 4 | 75838.8421 | 303355.3686
b | Transport Material Pondasi ke Lokasi Tower | kg | #REF! | 312.5 | #REF! |  |  | b | Transport Material Pondasi ke Lokasi Tower | kg | #REF! | 312.5 | #REF! |  |  | b | Transport Material Pondasi ke Lokasi Tower | kg | #REF! | 312.5 | #REF! |  |  | b | Transport Material Pondasi ke Lokasi Tower | kg | #REF! | 312.5 | #REF!
c | Tes Kubus Beton (15x15x15) cm³ | bh | 4 | 47994.8047 | 191979.219 |  |  | c | Tes Kubus Beton (15x15x15) cm³ | bh | 4 | 47994.8047 | 191979.219 |  |  | c | Tes Kubus Beton (15x15x15) cm³ | bh | 4 | 47994.8047 | 191979.219 |  |  | c | Tes Kubus Beton (15x15x15) cm³ | bh | 4 | 47994.8047 | 191979.219
d | Penyetelan stub (besi kaki) tower | Ls | 167 | 382862.9 | 63938104.3 |  |  | d | Penyetelan stub (besi kaki) tower | Ls | 345 | 382862.9 | 132087700.5 |  |  | d | Penyetelan stub (besi kaki) tower | Ls | 440 | 382862.9 | 168459676 |  |  | d | Penyetelan stub (besi kaki) tower | Ls | 503 | 382862.9 | 192580038.7
e | Pemasangan grounding dan perlengkapannya | set | 1 | 1307000 | 1307000 |  |  | e | Pemasangan grounding dan perlengkapannya | set | 1 | 1307000 | 1307000 |  |  | e | Pemasangan grounding dan perlengkapannya | set | 1 | 1307000 | 1307000 |  |  | e | Pemasangan grounding dan perlengkapannya | set | 1 | 1307000 | 1307000
f | Pengujian grounding dan perlengkapannya | set | 1 | 300000 | 300000 |  |  | f | Pengujian grounding dan perlengkapannya | set | 1 | 300000 | 300000 |  |  | f | Pengujian grounding dan perlengkapannya | set | 1 | 300000 | 300000 |  |  | f | Pengujian grounding dan perlengkapannya | set | 1 | 300000 | 300000
| TOTAL PONDASI CLASS 2W |  |  |  | #REF! |  |  |  | TOTAL PONDASI CLASS 2W |  |  |  | #REF! |  |  |  | TOTAL PONDASI CLASS 2W |  |  |  | #REF! |  |  |  | TOTAL PONDASI CLASS 2W |  |  |  | #REF!
Type Tower : AA | [7 empty] | Type Tower : Bb | [7 empty] | Type Tower : Cc | [7 empty] | Type Tower : Dd/DDR
| PONDASI: Class 3 - Concrete Pad and Chimney | [7 empty] | PONDASI: Class 3 - Concrete Pad and Chimney | [7 empty] | PONDASI: Class 3 - Concrete Pad and Chimney | [7 empty] | PONDASI: Class 3 - Concrete Pad and Chimney
1 | Pekerjaan Tanah | [6 empty] | 1 | Pekerjaan Tanah | [6 empty] | 1 | Pekerjaan Tanah | [6 empty] | 1 | Pekerjaan Tanah
a | Galian tanah | m³ | #REF! | 95400 | #REF! |  |  | a | Galian tanah | m³ | #REF! | 95400 | #REF! |  |  | a | Galian tanah | m³ | #REF! | 95400 | #REF! |  |  | a | Galian tanah | m³ | #REF! | 95400 | #REF!
b | Urugan kembali | m³ | #REF! | 37680 | #REF! |  |  | b | Urugan kembali | m³ | #REF! | 37680 | #REF! |  |  | b | Urugan kembali | m³ | #REF! | 37680 | #REF! |  |  | b | Urugan kembali | m³ | #REF! | 37680 | #REF!
2 | Pekerjaan Beton |  |  |  |  | BJ |  | 2 | Pekerjaan Beton |  |  |  |  | BJ |  | 2 | Pekerjaan Beton |  |  |  |  | BJ |  | 2 | Pekerjaan Beton |  |  |  |  | BJ
a | Urugan pasir, t = 10 cm | m³ | #REF! | 168600 | #REF! | 1400 | #REF! | a | Urugan pasir, t = 10 cm | m³ | #REF! | 168600 | #REF! | 1400 | #REF! | a | Urugan pasir, t = 10 cm | m³ | #REF! | 168600 | #REF! | 1400 | #REF! | a | Urugan pasir, t = 10 cm | m³ | #REF! | 168600 | #REF! | 1400 | #REF!
b | Beton 1 : 3 : 5, leveling ( t = 5 cm ) | m³ | #REF! | 921940 | #REF! | 2200 | #REF! | b | Beton 1 : 3 : 5, leveling ( t = 5 cm ) | m³ | #REF! | 921940 | #REF! | 2200 | #REF! | b | Beton 1 : 3 : 5, leveling ( t = 5 cm ) | m³ | #REF! | 921940 | #REF! | 2200 | #REF! | b | Beton 1 : 3 : 5, leveling ( t = 5 cm ) | m³ | #REF! | 921940 | #REF! | 2200 | #REF!
c | Beton K 225, pondasi tower | m³ | #REF! | 984570 | #REF! | 2400 | #REF! | c | Beton K 225, pondasi tower | m³ | #REF! | 984570 | #REF! | 2400 | #REF! | c | Beton K 225, pondasi tower | m³ | #REF! | 984570 | #REF! | 2400 | #REF! | c | Beton K 225, pondasi tower | m³ | #REF! | 984570 | #REF! | 2400 | #REF!
d | Besi beton | kg | #REF! | 21480 | #REF! | 1 | #REF! | d | Besi beton | kg | #REF! | 21480 | #REF! | 1 | #REF! | d | Besi beton | kg | #REF! | 21480 | #REF! | 1 | #REF! | d | Besi beton | kg | #REF! | 21480 | #REF! | 1 | #REF!
e | Cetakan | m² | #REF! | 225680 | #REF! | 40 | #REF! | e | Cetakan | m² | #REF! | 225680 | #REF! | 40 | #REF! | e | Cetakan | m² | #REF! | 225680 | #REF! | 40 | #REF! | e | Cetakan | m² | #REF! | 225680 | #REF! | 40 | #REF!
f | Pre-cast block ukuran 20 x 20 x 10 (cm) | bh | 4 | 4005.37 | 16021.48 | 2.5 | 10 | f | Pre-cast block ukuran 20 x 20 x 10 (cm) | bh | 4 | 4005.37 | 16021.48 | 2.5 | 10 | f | Pre-cast block ukuran 20 x 20 x 10 (cm) | bh | 4 | 4005.37 | 16021.48 | 2.5 | 10 | f | Pre-cast block ukuran 20 x 20 x 10 (cm) | bh | 4 | 4005.37 | 16021.48 | 2.5 | 10
[7 empty] | #REF! | [7 empty] | #REF! | [7 empty] | #REF! | [7 empty] | #REF!
3 | Pekerjaan Lain-lain | [6 empty] | 3 | Pekerjaan Lain-lain | [6 empty] | 3 | Pekerjaan Lain-lain | [6 empty] | 3 | Pekerjaan Lain-lain
a | Pembuatan dan Pemasangan Patok Beton Batas Tanah | bh | 4 | 75838.8421 | 303355.3686 |  |  | a | Pembuatan dan Pemasangan Patok Beton Batas Tanah | bh | 4 | 75838.8421 | 303355.3686 |  |  | a | Pembuatan dan Pemasangan Patok Beton Batas Tanah | bh | 4 | 75838.8421 | 303355.3686 |  |  | a | Pembuatan dan Pemasangan Patok Beton Batas Tanah | bh | 4 | 75838.8421 | 303355.3686
b | Transport Material Pondasi ke Lokasi Tower | kg | #REF! | 312.5 | #REF! |  |  | b | Transport Material Pondasi ke Lokasi Tower | kg | #REF! | 312.5 | #REF! |  |  | b | Transport Material Pondasi ke Lokasi Tower | kg | #REF! | 312.5 | #REF! |  |  | b | Transport Material Pondasi ke Lokasi Tower | kg | #REF! | 312.5 | #REF!
c | Tes Kubus Beton (15x15x15) cm³ | bh | 4 | 47994.8047 | 191979.219 |  |  | c | Tes Kubus Beton (15x15x15) cm³ | bh | 4 | 47994.8047 | 191979.219 |  |  | c | Tes Kubus Beton (15x15x15) cm³ | bh | 4 | 47994.8047 | 191979.219 |  |  | c | Tes Kubus Beton (15x15x15) cm³ | bh | 4 | 47994.8047 | 191979.219
d | Penyetelan stub (besi kaki) tower | Ls | 167 | 382862.9 | 63938104.3 |  |  | d | Penyetelan stub (besi kaki) tower | Ls | 345 | 382862.9 | 132087700.5 |  |  | d | Penyetelan stub (besi kaki) tower | Ls | 440 | 382862.9 | 168459676 |  |  | d | Penyetelan stub (besi kaki) tower | Ls | 503 | 382862.9 | 192580038.7
e | Pemasangan grounding dan perlengkapannya | set | 1 | 1307000 | 1307000 |  |  | e | Pemasangan grounding dan perlengkapannya | set | 1 | 1307000 | 1307000 |  |  | e | Pemasangan grounding dan perlengkapannya | set | 1 | 1307000 | 1307000 |  |  | e | Pemasangan grounding dan perlengkapannya | set | 1 | 1307000 | 1307000
f | Pengujian grounding dan perlengkapannya | set | 1 | 300000 | 300000 |  |  | f | Pengujian grounding dan perlengkapannya | set | 1 | 300000 | 300000 |  |  | f | Pengujian grounding dan perlengkapannya | set | 1 | 300000 | 300000 |  |  | f | Pengujian grounding dan perlengkapannya | set | 1 | 300000 | 300000
| TOTAL PONDASI CLASS 3 |  |  |  | #REF! |  |  |  | TOTAL PONDASI CLASS 3 |  |  |  | #REF! |  |  |  | TOTAL PONDASI CLASS 3 |  |  |  | #REF! |  |  |  | TOTAL PONDASI CLASS 3 |  |  |  | #REF!
Type Tower : AA | [7 empty] | Type Tower : Bb | [7 empty] | Type Tower : Cc | [7 empty] | Type Tower : Dd/DDR
| PONDASI: Class 3W - Concrete Pad and Chimney | [7 empty] | PONDASI: Class 3W - Concrete Pad and Chimney | [7 empty] | PONDASI: Class 3W - Concrete Pad and Chimney | [7 empty] | PONDASI: Class 3W - Concrete Pad and Chimney
1 | Pekerjaan Tanah | [6 empty] | 1 | Pekerjaan Tanah | [6 empty] | 1 | Pekerjaan Tanah | [6 empty] | 1 | Pekerjaan Tanah
a | Galian tanah | m³ | #REF! | 95400 | #REF! |  |  | a | Galian tanah | m³ | #REF! | 95400 | #REF! |  |  | a | Galian tanah | m³ | #REF! | 95400 | #REF! |  |  | a | Galian tanah | m³ | #REF! | 95400 | #REF!
b | Urugan kembali | m³ | #REF! | 37680 | #REF! |  |  | b | Urugan kembali | m³ | #REF! | 37680 | #REF! |  |  | b | Urugan kembali | m³ | #REF! | 37680 | #REF! |  |  | b | Urugan kembali | m³ | #REF! | 37680 | #REF!
2 | Pekerjaan Beton |  |  |  |  | BJ |  | 2 | Pekerjaan Beton |  |  |  |  | BJ |  | 2 | Pekerjaan Beton |  |  |  |  | BJ |  | 2 | Pekerjaan Beton |  |  |  |  | BJ
a | Urugan pasir, t = 10 cm | m³ | #REF! | 168600 | #REF! | 1400 | #REF! | a | Urugan pasir, t = 10 cm | m³ | #REF! | 168600 | #REF! | 1400 | #REF! | a | Urugan pasir, t = 10 cm | m³ | #REF! | 168600 | #REF! | 1400 | #REF! | a | Urugan pasir, t = 10 cm | m³ | #REF! | 168600 | #REF! | 1400 | #REF!
b | Beton 1 : 3 : 5, leveling ( t = 5 cm ) | m³ | #REF! | 921940 | #REF! | 2200 | #REF! | b | Beton 1 : 3 : 5, leveling ( t = 5 cm ) | m³ | #REF! | 921940 | #REF! | 2200 | #REF! | b | Beton 1 : 3 : 5, leveling ( t = 5 cm ) | m³ | #REF! | 921940 | #REF! | 2200 | #REF! | b | Beton 1 : 3 : 5, leveling ( t = 5 cm ) | m³ | #REF! | 921940 | #REF! | 2200 | #REF!
c | Beton K 225, pondasi tower | m³ | #REF! | 984570 | #REF! | 2400 | #REF! | c | Beton K 225, pondasi tower | m³ | #REF! | 984570 | #REF! | 2400 | #REF! | c | Beton K 225, pondasi tower | m³ | #REF! | 984570 | #REF! | 2400 | #REF! | c | Beton K 225, pondasi tower | m³ | #REF! | 984570 | #REF! | 2400 | #REF!
d | Besi beton | kg | #REF! | 21480 | #REF! | 1 | #REF! | d | Besi beton | kg | #REF! | 21480 | #REF! | 1 | #REF! | d | Besi beton | kg | #REF! | 21480 | #REF! | 1 | #REF! | d | Besi beton | kg | #REF! | 21480 | #REF! | 1 | #REF!
e | Cetakan | m² | #REF! | 225680 | #REF! | 40 | #REF! | e | Cetakan | m² | #REF! | 225680 | #REF! | 40 | #REF! | e | Cetakan | m² | #REF! | 225680 | #REF! | 40 | #REF! | e | Cetakan | m² | #REF! | 225680 | #REF! | 40 | #REF!
f | Pre-cast block ukuran 20 x 20 x 10 (cm) | bh | 4 | 4005.37 | 16021.48 | 2.5 | 10 | f | Pre-cast block ukuran 20 x 20 x 10 (cm) | bh | 4 | 4005.37 | 16021.48 | 2.5 | 10 | f | Pre-cast block ukuran 20 x 20 x 10 (cm) | bh | 4 | 4005.37 | 16021.48 | 2.5 | 10 | f | Pre-cast block ukuran 20 x 20 x 10 (cm) | bh | 4 | 4005.37 | 16021.48 | 2.5 | 10
[7 empty] | #REF! | [7 empty] | #REF! | [7 empty] | #REF! | [7 empty] | #REF!
3 | Pekerjaan Lain-lain | [6 empty] | 3 | Pekerjaan Lain-lain | [6 empty] | 3 | Pekerjaan Lain-lain | [6 empty] | 3 | Pekerjaan Lain-lain
a | Pembuatan dan Pemasangan Patok Beton Batas Tanah | bh | 4 | 75838.8421 | 303355.3686 |  |  | a | Pembuatan dan Pemasangan Patok Beton Batas Tanah | bh | 4 | 75838.8421 | 303355.3686 |  |  | a | Pembuatan dan Pemasangan Patok Beton Batas Tanah | bh | 4 | 75838.8421 | 303355.3686 |  |  | a | Pembuatan dan Pemasangan Patok Beton Batas Tanah | bh | 4 | 75838.8421 | 303355.3686
b | Transport Material Pondasi ke Lokasi Tower | kg | #REF! | 312.5 | #REF! |  |  | b | Transport Material Pondasi ke Lokasi Tower | kg | #REF! | 312.5 | #REF! |  |  | b | Transport Material Pondasi ke Lokasi Tower | kg | #REF! | 312.5 | #REF! |  |  | b | Transport Material Pondasi ke Lokasi Tower | kg | #REF! | 312.5 | #REF!
c | Tes Kubus Beton (15x15x15) cm³ | bh | 4 | 47994.8047 | 191979.219 |  |  | c | Tes Kubus Beton (15x15x15) cm³ | bh | 4 | 47994.8047 | 191979.219 |  |  | c | Tes Kubus Beton (15x15x15) cm³ | bh | 4 | 47994.8047 | 191979.219 |  |  | c | Tes Kubus Beton (15x15x15) cm³ | bh | 4 | 47994.8047 | 191979.219
d | Penyetelan stub (besi kaki) tower | Ls | 167 | 382862.9 | 63938104.3 |  |  | d | Penyetelan stub (besi kaki) tower | Ls | 345 | 382862.9 | 132087700.5 |  |  | d | Penyetelan stub (besi kaki) tower | Ls | 440 | 382862.9 | 168459676 |  |  | d | Penyetelan stub (besi kaki) tower | Ls | 503 | 382862.9 | 192580038.7
e | Pemasangan grounding dan perlengkapannya | set | 1 | 1307000 | 1307000 |  |  | e | Pemasangan grounding dan perlengkapannya | set | 1 | 1307000 | 1307000 |  |  | e | Pemasangan grounding dan perlengkapannya | set | 1 | 1307000 | 1307000 |  |  | e | Pemasangan grounding dan perlengkapannya | set | 1 | 1307000 | 1307000
f | Pengujian grounding dan perlengkapannya | set | 1 | 300000 | 300000 |  |  | f | Pengujian grounding dan perlengkapannya | set | 1 | 300000 | 300000 |  |  | f | Pengujian grounding dan perlengkapannya | set | 1 | 300000 | 300000 |  |  | f | Pengujian grounding dan perlengkapannya | set | 1 | 300000 | 300000
| TOTAL PONDASI CLASS 3W |  |  |  | #REF! |  |  |  | TOTAL PONDASI CLASS 3W |  |  |  | #REF! |  |  |  | TOTAL PONDASI CLASS 3W |  |  |  | #REF! |  |  |  | TOTAL PONDASI CLASS 3W |  |  |  | #REF!
Type Tower : AA |  | 6 | [5 empty] | Type Tower : Bb | [7 empty] | Type Tower : Cc | [7 empty] | Type Tower : Dd/DDR
| PONDASI: Class 6 - Concrete Pile 6 m 6 pile | [7 empty] | PONDASI: Class 6 - Concrete Pile 6 m 6 Pile | [7 empty] | PONDASI: Class 6 - Concrete Pile 6 m 6 Pile | [7 empty] | PONDASI: Class 6 - Concrete Pile 6 m 6 Pile
1 | Pekerjaan Tanah | [6 empty] | 1 | Pekerjaan Tanah | [6 empty] | 1 | Pekerjaan Tanah | [6 empty] | 1 | Pekerjaan Tanah
a | Galian tanah | m³ | 72.5 | 102390.75 | 7423329.375 |  |  | a | Galian tanah | m³ | 72.5 | 102390.75 | 7423329.375 |  |  | a | Galian tanah | m³ | 72.5 | 102390.75 | 7423329.375 |  |  | a | Galian tanah | m³ | 72.5 | 102390.75 | 7423329.375
b | Urugan kembali | m³ | 30.56 | 62462.95 | 1908867.752 |  |  | b | Urugan kembali | m³ | 30.56 | 62462.95 | 1908867.752 |  |  | b | Urugan kembali | m³ | 30.56 | 62462.95 | 1908867.752 |  |  | b | Urugan kembali | m³ | 30.56 | 62462.95 | 1908867.752
c | Pengeboran | m' | 144 | 52230.6125 | 7521208.2 |  |  | c | Pengeboran | m' | 144 | 52230.6125 | 7521208.2 |  |  | c | Pengeboran | m' | 144 | 52230.6125 | 7521208.2 |  |  | c | Pengeboran | m' | 144 | 52230.6125 | 7521208.2
2 | Pekerjaan Beton |  |  |  |  | BJ |  | 2 | Pekerjaan Beton |  |  |  |  | BJ |  | 2 | Pekerjaan Beton |  |  |  |  | BJ |  | 2 | Pekerjaan Beton |  |  |  |  | BJ
a | Urugan pasir, t = 10 cm | m³ | 5.4 | 404738.95 | 2185590.33 | 1400 | 7560 | a | Urugan pasir, t = 10 cm | m³ | 5.4 | 404738.95 | 2185590.33 | 1400 | 7560 | a | Urugan pasir, t = 10 cm | m³ | 5.4 | 404738.95 | 2185590.33 | 1400 | 7560 | a | Urugan pasir, t = 10 cm | m³ | 5.4 | 404738.95 | 2185590.33 | 1400 | 7560
b | Beton 1 : 3 : 5, leveling ( t = 5 cm ) | m³ | 2.7 | 710224.7079 | 1917606.7114 | 2200 | 5940 | b | Beton 1 : 3 : 5, leveling ( t = 5 cm ) | m³ | 2.7 | 710224.7079 | 1917606.7114 | 2200 | 5940 | b | Beton 1 : 3 : 5, leveling ( t = 5 cm ) | m³ | 2.7 | 710224.7079 | 1917606.7114 | 2200 | 5940 | b | Beton 1 : 3 : 5, leveling ( t = 5 cm ) | m³ | 2.7 | 710224.7079 | 1917606.7114 | 2200 | 5940
c | Beton K 225 (Pad & Chimney) | m³ | 33.84 | 1115864.6138 | 37760858.5313 | 2400 | 81216 | c | Beton K 225 (Pad & Chimney) | m³ | 33.84 | 1115864.6138 | 37760858.5313 | 2400 | 81216 | c | Beton K 225 (Pad & Chimney) | m³ | 33.84 | 1115864.6138 | 37760858.5313 | 2400 | 81216 | c | Beton K 225 (Pad & Chimney) | m³ | 33.84 | 1115864.6138 | 37760858.5313 | 2400 | 81216
d | Beton K 175 (bore pile) | m³ | 33.264 | 1057576.2424 | 35179216.1266 | 2200 | 73180.8 | d | Beton K 175 (bore pile) | m³ | 33.264 | 1057576.2424 | 35179216.1266 | 2200 | 73180.8 | d | Beton K 175 (bore pile) | m³ | 33.264 | 1057576.2424 | 35179216.1266 | 2200 | 73180.8 | d | Beton K 175 (bore pile) | m³ | 33.264 | 1057576.2424 | 35179216.1266 | 2200 | 73180.8
e | Besi beton | kg | 7439.352 | 19478.0394 | 144903990.9945 | 1 | 7439.352 | e | Besi beton | kg | 7439.352 | 19478.0394 | 144903990.9945 | 1 | 7439.352 | e | Besi beton | kg | 7439.352 | 19478.0394 | 144903990.9945 | 1 | 7439.352 | e | Besi beton | kg | 7439.352 | 19478.0394 | 144903990.9945 | 1 | 7439.352
f | Cetakan | m² | 45.6 | 145812.67 | 6649057.752 | 40 | 1824 | f | Cetakan | m² | 45.6 | 145812.67 | 6649057.752 | 40 | 1824 | f | Cetakan | m² | 45.6 | 145812.67 | 6649057.752 | 40 | 1824 | f | Cetakan | m² | 45.6 | 145812.67 | 6649057.752 | 40 | 1824
g | Pre-cast block ukuran 20 x 20 x 10 (cm) | bh | 4 | 100000 | 400000 | 2.5 | 10 | g | Pre-cast block ukuran 20 x 20 x 10 (cm) | bh | 4 | 100000 | 400000 | 2.5 | 10 | g | Pre-cast block ukuran 20 x 20 x 10 (cm) | bh | 4 | 100000 | 400000 | 2.5 | 10 | g | Pre-cast block ukuran 20 x 20 x 10 (cm) | bh | 4 | 100000 | 400000 | 2.5 | 10
[7 empty] | 177160.152 | [7 empty] | 177160.152 | [7 empty] | 177160.152 | [7 empty] | 177160.152
3 | Pekerjaan Lain-lain | [6 empty] | 3 | Pekerjaan Lain-lain | [6 empty] | 3 | Pekerjaan Lain-lain | [6 empty] | 3 | Pekerjaan Lain-lain
a | Pembuatan dan Pemasangan Patok Beton Batas Tanah | bh | 4 | 181849.04 | 727396.16 |  |  | a | Pembuatan dan Pemasangan Patok Beton Batas Tanah | bh | 4 | 181849.04 | 727396.16 |  |  | a | Pembuatan dan Pemasangan Patok Beton Batas Tanah | bh | 4 | 181849.04 | 727396.16 |  |  | a | Pembuatan dan Pemasangan Patok Beton Batas Tanah | bh | 4 | 181849.04 | 727396.16
b | Transport Material Pondasi ke Lokasi Tower | kg | 177160.152 | 462.77 | 81984403.541 |  |  | b | Transport Material Pondasi ke Lokasi Tower | kg | 177160.152 | 462.77 | 81984403.541 |  |  | b | Transport Material Pondasi ke Lokasi Tower | kg | 177160.152 | 462.77 | 81984403.541 |  |  | b | Transport Material Pondasi ke Lokasi Tower | kg | 177160.152 | 462.77 | 81984403.541
c | Tes Kubus Beton (15x15x15) cm³ | bh | 4 | 387825 | 1551300 |  |  | c | Tes Kubus Beton (15x15x15) cm³ | bh | 4 | 387825 | 1551300 |  |  | c | Tes Kubus Beton (15x15x15) cm³ | bh | 4 | 387825 | 1551300 |  |  | c | Tes Kubus Beton (15x15x15) cm³ | bh | 4 | 387825 | 1551300
d | Penyetelan stub (besi kaki) tower | kg | 150.936 | 3758.6985 | 567322.91 |  |  | d | Penyetelan stub (besi kaki) tower | kg | 239.616 | 3758.6985 | 900644.289 |  |  | d | Pengadaan & Penyetelan stub (besi kaki) tower | kg | 311.472 | 3758.6985 | 1170729.3252 |  |  | d | Pengadaan & Penyetelan stub (besi kaki) tower | kg | 403.176 | 3758.6985 | 1515417.0083
e | Pemasangan grounding dan perlengkapannya | set | 1 | 855127 | 855127 |  |  | e | Pemasangan grounding dan perlengkapannya | set | 1 | 855127 | 855127 |  |  | e | Pemasangan grounding dan perlengkapannya | set | 1 | 855127 | 855127 |  |  | e | Pemasangan grounding dan perlengkapannya | set | 1 | 855127 | 855127
f | Pengujian grounding dan perlengkapannya | set | 1 | 674025 | 674025 |  |  | f | Pengujian grounding dan perlengkapannya | set | 1 | 674025 | 674025 |  |  | f | Pengujian grounding dan perlengkapannya | set | 1 | 674025 | 674025 |  |  | f | Pengujian grounding dan perlengkapannya | set | 1 | 674025 | 674025
| TOTAL PONDASI CLASS 6 (6 m, 6 PILE) |  |  |  | 332209300.3838 |  |  |  | TOTAL PONDASI CLASS 6 (6 m, 6 PILE) |  |  |  | 332542621.7628 |  |  |  | TOTAL PONDASI CLASS 6 (6 m, 6 PILE) |  |  |  | 332812706.799 |  |  |  | TOTAL PONDASI CLASS 6 (6 m, 6 PILE) |  |  |  | 333157394.4821
Type Tower : AA |  | 6 | [5 empty] | Type Tower : Bb |  | 6 | [5 empty] | Type Tower : Cc | [7 empty] | Type Tower : Dd/DDR
| PONDASI: Class 6 - Concrete Pile 7 m 6 pile | [7 empty] | PONDASI: Class 6 - Concrete Pile 7 m 6 pile | [7 empty] | PONDASI: Class 6 - Concrete Pile 7 m 6 Pile | [7 empty] | PONDASI: Class 6 - Concrete Pile 7 m 6 Pile
1 | Pekerjaan Tanah | [6 empty] | 1 | Pekerjaan Tanah | [6 empty] | 1 | Pekerjaan Tanah | [6 empty] | 1 | Pekerjaan Tanah
a | Galian tanah | m³ | 72.5 | 102390.75 | 7423329.375 |  |  | a | Galian tanah | m³ | 72.5 | 102390.75 | 7423329.375 |  |  | a | Galian tanah | m³ | 72.5 | 102390.75 | 7423329.375 |  |  | a | Galian tanah | m³ | 72.5 | 102390.75 | 7423329.375
b | Urugan kembali | m³ | 30.56 | 62462.95 | 1908867.752 |  |  | b | Urugan kembali | m³ | 30.56 | 62462.95 | 1908867.752 |  |  | b | Urugan kembali | m³ | 30.56 | 62462.95 | 1908867.752 |  |  | b | Urugan kembali | m³ | 30.56 | 62462.95 | 1908867.752
c | Pengeboran | m' | 168 | 52230.6125 | 8774742.9 |  |  | c | Pengeboran | m' | 168 | 52230.6125 | 8774742.9 |  |  | c | Pengeboran | m' | 168 | 52230.6125 | 8774742.9 |  |  | c | Pengeboran | m' | 168 | 52230.6125 | 8774742.9
0
2 | Pekerjaan Beton |  |  | 0 |  | BJ |  | 2 | Pekerjaan Beton |  |  |  |  | BJ |  | 2 | Pekerjaan Beton |  |  |  |  | BJ |  | 2 | Pekerjaan Beton |  |  |  |  | BJ
a | Urugan pasir, t = 10 cm | m³ | 5.4 | 404738.95 | 2185590.33 | 1400 | 7560 | a | Urugan pasir, t = 10 cm | m³ | 5.4 | 404738.95 | 2185590.33 | 1400 | 7560 | a | Urugan pasir, t = 10 cm | m³ | 5.4 | 404738.95 | 2185590.33 | 1400 | 7560 | a | Urugan pasir, t = 10 cm | m³ | 5.4 | 404738.95 | 2185590.33 | 1400 | 7560
b | Beton 1 : 3 : 5, leveling ( t = 5 cm ) | m³ | 2.7 | 710224.7079 | 1917606.7114 | 2200 | 5940 | b | Beton 1 : 3 : 5, leveling ( t = 5 cm ) | m³ | 2.7 | 710224.7079 | 1917606.7114 | 2200 | 5940 | b | Beton 1 : 3 : 5, leveling ( t = 5 cm ) | m³ | 2.7 | 710224.7079 | 1917606.7114 | 2200 | 5940 | b | Beton 1 : 3 : 5, leveling ( t = 5 cm ) | m³ | 2.7 | 710224.7079 | 1917606.7114 | 2200 | 5940
c | Beton K 225 (Pad & Chimney) | m³ | 33.84 | 1115864.6138 | 37760858.5313 | 2400 | 81216 | c | Beton K 225 (Pad & Chimney) | m³ | 33.84 | 1115864.6138 | 37760858.5313 | 2400 | 81216 | c | Beton K 225 (Pad & Chimney) | m³ | 33.84 | 1115864.6138 | 37760858.5313 | 2400 | 81216 | c | Beton K 225 (Pad & Chimney) | m³ | 33.84 | 1115864.6138 | 37760858.5313 | 2400 | 81216
d | Beton K 175 (bore pile) | m³ | 40.0526 | 1057576.2424 | 42358647.9891 | 2200 | 88115.6571 | d | Beton K 175 (bore pile) | m³ | 40.0526 | 1057576.2424 | 42358647.9891 | 2200 | 88115.6571 | d | Beton K 175 (bore pile) | m³ | 40.0526 | 1057576.2424 | 42358647.9891 | 2200 | 88115.6571 | d | Beton K 175 (bore pile) | m³ | 40.0526 | 1057576.2424 | 42358647.9891 | 2200 | 88115.6571
e | Besi beton | kg | 8259 | 19478.0394 | 160869126.9917 | 1 | 8259 | e | Besi beton | kg | 8259 | 19478.0394 | 160869126.9917 | 1 | 8259 | e | Besi beton | kg | 8259 | 19478.0394 | 160869126.9917 | 1 | 8259 | e | Besi beton | kg | 8259 | 19478.0394 | 160869126.9917 | 1 | 8259
f | Cetakan | m² | 45.6 | 145812.67 | 6649057.752 | 40 | 1824 | f | Cetakan | m² | 45.6 | 145812.67 | 6649057.752 | 40 | 1824 | f | Cetakan | m² | 45.6 | 145812.67 | 6649057.752 | 40 | 1824 | f | Cetakan | m² | 45.6 | 145812.67 | 6649057.752 | 40 | 1824
g | Pre-cast block ukuran 20 x 20 x 10 (cm) | bh | 4 | 100000 | 400000 | 2.5 | 10 | g | Pre-cast block ukuran 20 x 20 x 10 (cm) | bh | 4 | 100000 | 400000 | 2.5 | 10 | g | Pre-cast block ukuran 20 x 20 x 10 (cm) | bh | 4 | 100000 | 400000 | 2.5 | 10 | g | Pre-cast block ukuran 20 x 20 x 10 (cm) | bh | 4 | 100000 | 400000 | 2.5 | 10
|  |  |  | 0 |  |  | 192914.6571 | [7 empty] | 192914.6571 | [7 empty] | 192914.6571 | [7 empty] | 192914.6571
3 | Pekerjaan Lain-lain |  |  | 0 |  |  |  | 3 | Pekerjaan Lain-lain | [6 empty] | 3 | Pekerjaan Lain-lain | [6 empty] | 3 | Pekerjaan Lain-lain
a | Pembuatan dan Pemasangan Patok Beton Batas Tanah | bh | 4 | 181849.04 | 727396.16 |  |  | a | Pembuatan dan Pemasangan Patok Beton Batas Tanah | bh | 4 | 181849.04 | 727396.16 |  |  | a | Pembuatan dan Pemasangan Patok Beton Batas Tanah | bh | 4 | 181849.04 | 727396.16 |  |  | a | Pembuatan dan Pemasangan Patok Beton Batas Tanah | bh | 4 | 181849.04 | 727396.16
b | Transport Material Pondasi ke Lokasi Tower | kg | 192914.6571 | 462.77 | 89275115.886 |  |  | b | Transport Material Pondasi ke Lokasi Tower | kg | 192914.6571 | 462.77 | 89275115.886 |  |  | b | Transport Material Pondasi ke Lokasi Tower | kg | 192914.6571 | 462.77 | 89275115.886 |  |  | b | Transport Material Pondasi ke Lokasi Tower | kg | 192914.6571 | 462.77 | 89275115.886
c | Tes Kubus Beton (15x15x15) cm³ | bh | 4 | 387825 | 1551300 |  |  | c | Tes Kubus Beton (15x15x15) cm³ | bh | 4 | 387825 | 1551300 |  |  | c | Tes Kubus Beton (15x15x15) cm³ | bh | 4 | 387825 | 1551300 |  |  | c | Tes Kubus Beton (15x15x15) cm³ | bh | 4 | 387825 | 1551300
d | Penyetelan stub (besi kaki) tower | kg | 150.936 | 3758.6985 | 567322.91 |  |  | d | Penyetelan stub (besi kaki) tower | kg | 239.616 | 3758.6985 | 900644.289 |  |  | d | Pengadaan & Penyetelan stub (besi kaki) tower | kg | 311.472 | 3758.6985 | 1170729.3252 |  |  | d | Pengadaan & Penyetelan stub (besi kaki) tower | kg | 403.176 | 3758.6985 | 1515417.0083
e | Pemasangan grounding dan perlengkapannya | set | 1 | 855127 | 855127 |  |  | e | Pemasangan grounding dan perlengkapannya | set | 1 | 855127 | 855127 |  |  | e | Pemasangan grounding dan perlengkapannya | set | 1 | 855127 | 855127 |  |  | e | Pemasangan grounding dan perlengkapannya | set | 1 | 855127 | 855127
f | Pengujian grounding dan perlengkapannya | set | 1 | 674025 | 674025 |  |  | f | Pengujian grounding dan perlengkapannya | set | 1 | 674025 | 674025 |  |  | f | Pengujian grounding dan perlengkapannya | set | 1 | 674025 | 674025 |  |  | f | Pengujian grounding dan perlengkapannya | set | 1 | 674025 | 674025
| TOTAL PONDASI CLASS 6 (7 m, 6 PILE) |  |  |  | 363898115.2885 |  |  |  | TOTAL PONDASI CLASS 6 (7 m, 6 PILE) |  |  |  | 364231436.6675 |  |  |  | TOTAL PONDASI CLASS 6 (7 m, 6 PILE) |  |  |  | 364501521.7037 |  |  |  | TOTAL PONDASI CLASS 6 (7 m, 6 PILE) |  |  |  | 364846209.3868
Type Tower : AA |  | 6 | [5 empty] | Type Tower : Bb |  | 6 | [5 empty] | Type Tower : Cc | [7 empty] | Type Tower : Dd/DDR
| PONDASI: Class 6 - Concrete Pile 8 m 6 pile | [7 empty] | PONDASI: Class 6 - Concrete Pile 8 m 6 pile | [7 empty] | PONDASI: Class 6 - Concrete Pile 8 m 6 Pile | [7 empty] | PONDASI: Class 6 - Concrete Pile 8 m 6 Pile
1 | Pekerjaan Tanah | [6 empty] | 1 | Pekerjaan Tanah | [6 empty] | 1 | Pekerjaan Tanah | [6 empty] | 1 | Pekerjaan Tanah
a | Galian tanah | m³ | 72.5 | 102390.75 | 7423329.375 |  |  | a | Galian tanah | m³ | 72.5 | 102390.75 | 7423329.375 |  |  | a | Galian tanah | m³ | 72.5 | 102390.75 | 7423329.375 |  |  | a | Galian tanah | m³ | 72.5 | 102390.75 | 7423329.375
b | Urugan kembali | m³ | 30.56 | 62462.95 | 1908867.752 |  |  | b | Urugan kembali | m³ | 30.56 | 62462.95 | 1908867.752 |  |  | b | Urugan kembali | m³ | 30.56 | 62462.95 | 1908867.752 |  |  | b | Urugan kembali | m³ | 30.56 | 62462.95 | 1908867.752
c | Pengeboran | m' | 192 | 52230.6125 | 10028277.6 |  |  | c | Pengeboran | m' | 192 | 52230.6125 | 10028277.6 |  |  | c | Pengeboran | m' | 192 | 52230.6125 | 10028277.6 |  |  | c | Pengeboran | m' | 192 | 52230.6125 | 10028277.6
0
2 | Pekerjaan Beton |  |  | 0 |  | BJ |  | 2 | Pekerjaan Beton |  |  |  |  | BJ |  | 2 | Pekerjaan Beton |  |  |  |  | BJ |  | 2 | Pekerjaan Beton |  |  |  |  | BJ
a | Urugan pasir, t = 10 cm | m³ | 5.4 | 404738.95 | 2185590.33 | 1400 | 7560 | a | Urugan pasir, t = 10 cm | m³ | 5.4 | 404738.95 | 2185590.33 | 1400 | 7560 | a | Urugan pasir, t = 10 cm | m³ | 5.4 | 404738.95 | 2185590.33 | 1400 | 7560 | a | Urugan pasir, t = 10 cm | m³ | 5.4 | 404738.95 | 2185590.33 | 1400 | 7560
b | Beton 1 : 3 : 5, leveling ( t = 5 cm ) | m³ | 2.7 | 710224.7079 | 1917606.7114 | 2200 | 5940 | b | Beton 1 : 3 : 5, leveling ( t = 5 cm ) | m³ | 2.7 | 710224.7079 | 1917606.7114 | 2200 | 5940 | b | Beton 1 : 3 : 5, leveling ( t = 5 cm ) | m³ | 2.7 | 710224.7079 | 1917606.7114 | 2200 | 5940 | b | Beton 1 : 3 : 5, leveling ( t = 5 cm ) | m³ | 2.7 | 710224.7079 | 1917606.7114 | 2200 | 5940
c | Beton K 225 (Pad & Chimney) | m³ | 33.84 | 1115864.6138 | 37760858.5313 | 2400 | 81216 | c | Beton K 225 (Pad & Chimney) | m³ | 33.84 | 1115864.6138 | 37760858.5313 | 2400 | 81216 | c | Beton K 225 (Pad & Chimney) | m³ | 33.84 | 1115864.6138 | 37760858.5313 | 2400 | 81216 | c | Beton K 225 (Pad & Chimney) | m³ | 33.84 | 1115864.6138 | 37760858.5313 | 2400 | 81216
d | Beton K 175 (bore pile) | m³ | 46.8411 | 1057576.2424 | 49538079.8517 | 2200 | 103050.5143 | d | Beton K 175 (bore pile) | m³ | 46.8411 | 1057576.2424 | 49538079.8517 | 2200 | 103050.5143 | d | Beton K 175 (bore pile) | m³ | 46.8411 | 1057576.2424 | 49538079.8517 | 2200 | 103050.5143 | d | Beton K 175 (bore pile) | m³ | 46.8411 | 1057576.2424 | 49538079.8517 | 2200 | 103050.5143
e | Besi beton | kg | 9078.648 | 19478.0394 | 176834262.9888 | 1 | 9078.648 | e | Besi beton | kg | 9078.648 | 19478.0394 | 176834262.9888 | 1 | 9078.648 | e | Besi beton | kg | 9078.648 | 19478.0394 | 176834262.9888 | 1 | 9078.648 | e | Besi beton | kg | 9078.648 | 19478.0394 | 176834262.9888 | 1 | 9078.648
f | Cetakan | m² | 45.6 | 145812.67 | 6649057.752 | 40 | 1824 | f | Cetakan | m² | 45.6 | 145812.67 | 6649057.752 | 40 | 1824 | f | Cetakan | m² | 45.6 | 145812.67 | 6649057.752 | 40 | 1824 | f | Cetakan | m² | 45.6 | 145812.67 | 6649057.752 | 40 | 1824
g | Pre-cast block ukuran 20 x 20 x 10 (cm) | bh | 4 | 100000 | 400000 | 2.5 | 10 | g | Pre-cast block ukuran 20 x 20 x 10 (cm) | bh | 4 | 100000 | 400000 | 2.5 | 10 | g | Pre-cast block ukuran 20 x 20 x 10 (cm) | bh | 4 | 100000 | 400000 | 2.5 | 10 | g | Pre-cast block ukuran 20 x 20 x 10 (cm) | bh | 4 | 100000 | 400000 | 2.5 | 10
|  |  |  | 0 |  |  | 208669.1623 | [7 empty] | 208669.1623 | [7 empty] | 208669.1623 | [7 empty] | 208669.1623
3 | Pekerjaan Lain-lain |  |  | 0 |  |  |  | 3 | Pekerjaan Lain-lain | [6 empty] | 3 | Pekerjaan Lain-lain | [6 empty] | 3 | Pekerjaan Lain-lain
a | Pembuatan dan Pemasangan Patok Beton Batas Tanah | bh | 4 | 181849.04 | 727396.16 |  |  | a | Pembuatan dan Pemasangan Patok Beton Batas Tanah | bh | 4 | 181849.04 | 727396.16 |  |  | a | Pembuatan dan Pemasangan Patok Beton Batas Tanah | bh | 4 | 181849.04 | 727396.16 |  |  | a | Pembuatan dan Pemasangan Patok Beton Batas Tanah | bh | 4 | 181849.04 | 727396.16
b | Transport Material Pondasi ke Lokasi Tower | kg | 208669.1623 | 462.77 | 96565828.231 |  |  | b | Transport Material Pondasi ke Lokasi Tower | kg | 208669.1623 | 462.77 | 96565828.231 |  |  | b | Transport Material Pondasi ke Lokasi Tower | kg | 208669.1623 | 462.77 | 96565828.231 |  |  | b | Transport Material Pondasi ke Lokasi Tower | kg | 208669.1623 | 462.77 | 96565828.231
c | Tes Kubus Beton (15x15x15) cm³ | bh | 4 | 387825 | 1551300 |  |  | c | Tes Kubus Beton (15x15x15) cm³ | bh | 4 | 387825 | 1551300 |  |  | c | Tes Kubus Beton (15x15x15) cm³ | bh | 4 | 387825 | 1551300 |  |  | c | Tes Kubus Beton (15x15x15) cm³ | bh | 4 | 387825 | 1551300
d | Penyetelan stub (besi kaki) tower | kg | 150.936 | 3758.6985 | 567322.91 |  |  | d | Penyetelan stub (besi kaki) tower | kg | 239.616 | 3758.6985 | 900644.289 |  |  | d | Pengadaan & Penyetelan stub (besi kaki) tower | kg | 311.472 | 3758.6985 | 1170729.3252 |  |  | d | Pengadaan & Penyetelan stub (besi kaki) tower | kg | 403.176 | 3758.6985 | 1515417.0083
e | Pemasangan grounding dan perlengkapannya | set | 1 | 855127 | 855127 |  |  | e | Pemasangan grounding dan perlengkapannya | set | 1 | 855127 | 855127 |  |  | e | Pemasangan grounding dan perlengkapannya | set | 1 | 855127 | 855127 |  |  | e | Pemasangan grounding dan perlengkapannya | set | 1 | 855127 | 855127
f | Pengujian grounding dan perlengkapannya | set | 1 | 674025 | 674025 |  |  | f | Pengujian grounding dan perlengkapannya | set | 1 | 674025 | 674025 |  |  | f | Pengujian grounding dan perlengkapannya | set | 1 | 674025 | 674025 |  |  | f | Pengujian grounding dan perlengkapannya | set | 1 | 674025 | 674025
| TOTAL PONDASI CLASS 6 (8 m, 6 PILE) |  |  |  | 395586930.1932 |  |  |  | TOTAL PONDASI CLASS 6 (8 m, 6 PILE) |  |  |  | 395920251.5722 |  |  |  | TOTAL PONDASI CLASS 6 (8 m, 6 PILE) |  |  |  | 396190336.6084 |  |  |  | TOTAL PONDASI CLASS 6 (8 m, 6 PILE) |  |  |  | 396535024.2915
Type Tower : AA |  | 6 | [5 empty] | Type Tower : Bb |  | 6 | [5 empty] | Type Tower : Cc | [7 empty] | Type Tower : Dd/DDR
| PONDASI: Class 6 - Concrete Pile 9 m 6 pile | [7 empty] | PONDASI: Class 6 - Concrete Pile 9 m 6 pile | [7 empty] | PONDASI: Class 6 - Concrete Pile 9 m 6 Pile | [7 empty] | PONDASI: Class 6 - Concrete Pile 9 m 6 Pile
1 | Pekerjaan Tanah | [6 empty] | 1 | Pekerjaan Tanah | [6 empty] | 1 | Pekerjaan Tanah | [6 empty] | 1 | Pekerjaan Tanah
a | Galian tanah | m³ | 72.5 | 102390.75 | 7423329.375 |  |  | a | Galian tanah | m³ | 72.5 | 102390.75 | 7423329.375 |  |  | a | Galian tanah | m³ | 72.5 | 102390.75 | 7423329.375 |  |  | a | Galian tanah | m³ | 72.5 | 102390.75 | 7423329.375
b | Urugan kembali | m³ | 30.56 | 62462.95 | 1908867.752 |  |  | b | Urugan kembali | m³ | 30.56 | 62462.95 | 1908867.752 |  |  | b | Urugan kembali | m³ | 30.56 | 62462.95 | 1908867.752 |  |  | b | Urugan kembali | m³ | 30.56 | 62462.95 | 1908867.752
c | Pengeboran | m' | 216 | 52230.6125 | 11281812.3 |  |  | c | Pengeboran | m' | 216 | 52230.6125 | 11281812.3 |  |  | c | Pengeboran | m' | 216 | 52230.6125 | 11281812.3 |  |  | c | Pengeboran | m' | 216 | 52230.6125 | 11281812.3
0
2 | Pekerjaan Beton |  |  | 0 |  | BJ |  | 2 | Pekerjaan Beton |  |  |  |  | BJ |  | 2 | Pekerjaan Beton |  |  |  |  | BJ |  | 2 | Pekerjaan Beton |  |  |  |  | BJ
a | Urugan pasir, t = 10 cm | m³ | 5.4 | 404738.95 | 2185590.33 | 1400 | 7560 | a | Urugan pasir, t = 10 cm | m³ | 5.4 | 404738.95 | 2185590.33 | 1400 | 7560 | a | Urugan pasir, t = 10 cm | m³ | 5.4 | 404738.95 | 2185590.33 | 1400 | 7560 | a | Urugan pasir, t = 10 cm | m³ | 5.4 | 404738.95 | 2185590.33 | 1400 | 7560
b | Beton 1 : 3 : 5, leveling ( t = 5 cm ) | m³ | 2.7 | 710224.7079 | 1917606.7114 | 2200 | 5940 | b | Beton 1 : 3 : 5, leveling ( t = 5 cm ) | m³ | 2.7 | 710224.7079 | 1917606.7114 | 2200 | 5940 | b | Beton 1 : 3 : 5, leveling ( t = 5 cm ) | m³ | 2.7 | 710224.7079 | 1917606.7114 | 2200 | 5940 | b | Beton 1 : 3 : 5, leveling ( t = 5 cm ) | m³ | 2.7 | 710224.7079 | 1917606.7114 | 2200 | 5940
c | Beton K 225 (Pad & Chimney) | m³ | 33.84 | 1115864.6138 | 37760858.5313 | 2400 | 81216 | c | Beton K 225 (Pad & Chimney) | m³ | 33.84 | 1115864.6138 | 37760858.5313 | 2400 | 81216 | c | Beton K 225 (Pad & Chimney) | m³ | 33.84 | 1115864.6138 | 37760858.5313 | 2400 | 81216 | c | Beton K 225 (Pad & Chimney) | m³ | 33.84 | 1115864.6138 | 37760858.5313 | 2400 | 81216
d | Beton K 175 (bore pile) | m³ | 53.6297 | 1057576.2424 | 56717511.7142 | 2200 | 117985.3714 | d | Beton K 175 (bore pile) | m³ | 53.6297 | 1057576.2424 | 56717511.7142 | 2200 | 117985.3714 | d | Beton K 175 (bore pile) | m³ | 53.6297 | 1057576.2424 | 56717511.7142 | 2200 | 117985.3714 | d | Beton K 175 (bore pile) | m³ | 53.6297 | 1057576.2424 | 56717511.7142 | 2200 | 117985.3714
e | Besi beton | kg | 9898.008 | 19478.0394 | 192793789.3106 | 1 | 9898.008 | e | Besi beton | kg | 9898.008 | 19478.0394 | 192793789.3106 | 1 | 9898.008 | e | Besi beton | kg | 9898.008 | 19478.0394 | 192793789.3106 | 1 | 9898.008 | e | Besi beton | kg | 9898.008 | 19478.0394 | 192793789.3106 | 1 | 9898.008
f | Cetakan | m² | 45.6 | 145812.67 | 6649057.752 | 40 | 1824 | f | Cetakan | m² | 45.6 | 145812.67 | 6649057.752 | 40 | 1824 | f | Cetakan | m² | 45.6 | 145812.67 | 6649057.752 | 40 | 1824 | f | Cetakan | m² | 45.6 | 145812.67 | 6649057.752 | 40 | 1824
g | Pre-cast block ukuran 20 x 20 x 10 (cm) | bh | 4 | 100000 | 400000 | 2.5 | 10 | g | Pre-cast block ukuran 20 x 20 x 10 (cm) | bh | 4 | 100000 | 400000 | 2.5 | 10 | g | Pre-cast block ukuran 20 x 20 x 10 (cm) | bh | 4 | 100000 | 400000 | 2.5 | 10 | g | Pre-cast block ukuran 20 x 20 x 10 (cm) | bh | 4 | 100000 | 400000 | 2.5 | 10
|  |  |  | 0 |  |  | 224423.3794 | [7 empty] | 224423.3794 | [7 empty] | 224423.3794 | [7 empty] | 224423.3794
3 | Pekerjaan Lain-lain |  |  | 0 |  |  |  | 3 | Pekerjaan Lain-lain | [6 empty] | 3 | Pekerjaan Lain-lain | [6 empty] | 3 | Pekerjaan Lain-lain
a | Pembuatan dan Pemasangan Patok Beton Batas Tanah | bh | 4 | 181849.04 | 727396.16 |  |  | a | Pembuatan dan Pemasangan Patok Beton Batas Tanah | bh | 4 | 181849.04 | 727396.16 |  |  | a | Pembuatan dan Pemasangan Patok Beton Batas Tanah | bh | 4 | 181849.04 | 727396.16 |  |  | a | Pembuatan dan Pemasangan Patok Beton Batas Tanah | bh | 4 | 181849.04 | 727396.16
b | Transport Material Pondasi ke Lokasi Tower | kg | 224423.3794 | 462.77 | 103856407.2982 |  |  | b | Transport Material Pondasi ke Lokasi Tower | kg | 224423.3794 | 462.77 | 103856407.2982 |  |  | b | Transport Material Pondasi ke Lokasi Tower | kg | 224423.3794 | 462.77 | 103856407.2982 |  |  | b | Transport Material Pondasi ke Lokasi Tower | kg | 224423.3794 | 462.77 | 103856407.2982
c | Tes Kubus Beton (15x15x15) cm³ | bh | 4 | 387825 | 1551300 |  |  | c | Tes Kubus Beton (15x15x15) cm³ | bh | 4 | 387825 | 1551300 |  |  | c | Tes Kubus Beton (15x15x15) cm³ | bh | 4 | 387825 | 1551300 |  |  | c | Tes Kubus Beton (15x15x15) cm³ | bh | 4 | 387825 | 1551300
d | Penyetelan stub (besi kaki) tower | kg | 150.936 | 3758.6985 | 567322.91 |  |  | d | Penyetelan stub (besi kaki) tower | kg | 239.616 | 3758.6985 | 900644.289 |  |  | d | Pengadaan & Penyetelan stub (besi kaki) tower | kg | 311.472 | 3758.6985 | 1170729.3252 |  |  | d | Pengadaan & Penyetelan stub (besi kaki) tower | kg | 403.176 | 3758.6985 | 1515417.0083
e | Pemasangan grounding dan perlengkapannya | set | 1 | 855127 | 855127 |  |  | e | Pemasangan grounding dan perlengkapannya | set | 1 | 855127 | 855127 |  |  | e | Pemasangan grounding dan perlengkapannya | set | 1 | 855127 | 855127 |  |  | e | Pemasangan grounding dan perlengkapannya | set | 1 | 855127 | 855127
f | Pengujian grounding dan perlengkapannya | set | 1 | 674025 | 674025 |  |  | f | Pengujian grounding dan perlengkapannya | set | 1 | 674025 | 674025 |  |  | f | Pengujian grounding dan perlengkapannya | set | 1 | 674025 | 674025 |  |  | f | Pengujian grounding dan perlengkapannya | set | 1 | 674025 | 674025
| TOTAL PONDASI CLASS 6 (9 m, 6 PILE) |  |  |  | 427270002.1448 |  |  |  | TOTAL PONDASI CLASS 6 (9 m, 6 PILE) |  |  |  | 427603323.5238 |  |  |  | TOTAL PONDASI CLASS 6 (9 m, 6 PILE) |  |  |  | 427873408.5599 |  |  |  | TOTAL PONDASI CLASS 6 (9 m, 6 PILE) |  |  |  | 428218096.2431
Type Tower : AA |  | 6 | [5 empty] | Type Tower : Bb |  | 6 | [5 empty] | Type Tower : Cc | [7 empty] | Type Tower : Dd/DDR
| PONDASI: Class 6 - Concrete Pile 10 m 6 pile | [7 empty] | PONDASI: Class 6 - Concrete Pile 10 m 6 pile | [7 empty] | PONDASI: Class 6 - Concrete Pile 10 m 6 Pile | [7 empty] | PONDASI: Class 6 - Concrete Pile 10 m 6 Pile
1 | Pekerjaan Tanah | [6 empty] | 1 | Pekerjaan Tanah | [6 empty] | 1 | Pekerjaan Tanah | [6 empty] | 1 | Pekerjaan Tanah
a | Galian tanah | m³ | 72.5 | 102390.75 | 7423329.375 |  |  | a | Galian tanah | m³ | 72.5 | 102390.75 | 7423329.375 |  |  | a | Galian tanah | m³ | 72.5 | 102390.75 | 7423329.375 |  |  | a | Galian tanah | m³ | 72.5 | 102390.75 | 7423329.375
b | Urugan kembali | m³ | 30.56 | 62462.95 | 1908867.752 |  |  | b | Urugan kembali | m³ | 30.56 | 62462.95 | 1908867.752 |  |  | b | Urugan kembali | m³ | 30.56 | 62462.95 | 1908867.752 |  |  | b | Urugan kembali | m³ | 30.56 | 62462.95 | 1908867.752
c | Pengeboran | m' | 240 | 52230.6125 | 12535347 |  |  | c | Pengeboran | m' | 240 | 52230.6125 | 12535347 |  |  | c | Pengeboran | m' | 240 | 52230.6125 | 12535347 |  |  | c | Pengeboran | m' | 240 | 52230.6125 | 12535347
0
2 | Pekerjaan Beton |  |  | 0 |  | BJ |  | 2 | Pekerjaan Beton |  |  |  |  | BJ |  | 2 | Pekerjaan Beton |  |  |  |  | BJ |  | 2 | Pekerjaan Beton |  |  |  |  | BJ
a | Urugan pasir, t = 10 cm | m³ | 5.4 | 404738.95 | 2185590.33 | 1400 | 7560 | a | Urugan pasir, t = 10 cm | m³ | 5.4 | 404738.95 | 2185590.33 | 1400 | 7560 | a | Urugan pasir, t = 10 cm | m³ | 5.4 | 404738.95 | 2185590.33 | 1400 | 7560 | a | Urugan pasir, t = 10 cm | m³ | 5.4 | 404738.95 | 2185590.33 | 1400 | 7560
b | Beton 1 : 3 : 5, leveling ( t = 5 cm ) | m³ | 2.7 | 710224.7079 | 1917606.7114 | 2200 | 5940 | b | Beton 1 : 3 : 5, leveling ( t = 5 cm ) | m³ | 2.7 | 710224.7079 | 1917606.7114 | 2200 | 5940 | b | Beton 1 : 3 : 5, leveling ( t = 5 cm ) | m³ | 2.7 | 710224.7079 | 1917606.7114 | 2200 | 5940 | b | Beton 1 : 3 : 5, leveling ( t = 5 cm ) | m³ | 2.7 | 710224.7079 | 1917606.7114 | 2200 | 5940
c | Beton K 225 (Pad & Chimney) | m³ | 33.84 | 1115864.6138 | 37760858.5313 | 2400 | 81216 | c | Beton K 225 (Pad & Chimney) | m³ | 33.84 | 1115864.6138 | 37760858.5313 | 2400 | 81216 | c | Beton K 225 (Pad & Chimney) | m³ | 33.84 | 1115864.6138 | 37760858.5313 | 2400 | 81216 | c | Beton K 225 (Pad & Chimney) | m³ | 33.84 | 1115864.6138 | 37760858.5313 | 2400 | 81216
d | Beton K 175 (bore pile) | m³ | 60.4183 | 1057576.2424 | 63896943.5768 | 2200 | 132920.2286 | d | Beton K 175 (bore pile) | m³ | 60.4183 | 1057576.2424 | 63896943.5768 | 2200 | 132920.2286 | d | Beton K 175 (bore pile) | m³ | 60.4183 | 1057576.2424 | 63896943.5768 | 2200 | 132920.2286 | d | Beton K 175 (bore pile) | m³ | 60.4183 | 1057576.2424 | 63896943.5768 | 2200 | 132920.2286
e | Besi beton | kg | 10717.656 | 19478.0394 | 208758925.3078 | 1 | 10717.656 | e | Besi beton | kg | 10717.656 | 19478.0394 | 208758925.3078 | 1 | 10717.656 | e | Besi beton | kg | 10717.656 | 19478.0394 | 208758925.3078 | 1 | 10717.656 | e | Besi beton | kg | 10717.656 | 19478.0394 | 208758925.3078 | 1 | 10717.656
f | Cetakan | m² | 45.6 | 145812.67 | 6649057.752 | 40 | 1824 | f | Cetakan | m² | 45.6 | 145812.67 | 6649057.752 | 40 | 1824 | f | Cetakan | m² | 45.6 | 145812.67 | 6649057.752 | 40 | 1824 | f | Cetakan | m² | 45.6 | 145812.67 | 6649057.752 | 40 | 1824
g | Pre-cast block ukuran 20 x 20 x 10 (cm) | bh | 4 | 100000 | 400000 | 2.5 | 10 | g | Pre-cast block ukuran 20 x 20 x 10 (cm) | bh | 4 | 100000 | 400000 | 2.5 | 10 | g | Pre-cast block ukuran 20 x 20 x 10 (cm) | bh | 4 | 100000 | 400000 | 2.5 | 10 | g | Pre-cast block ukuran 20 x 20 x 10 (cm) | bh | 4 | 100000 | 400000 | 2.5 | 10
|  |  |  | 0 |  |  | 240177.8846 | [7 empty] | 240177.8846 | [7 empty] | 240177.8846 | [7 empty] | 240177.8846
3 | Pekerjaan Lain-lain |  |  | 0 |  |  |  | 3 | Pekerjaan Lain-lain | [6 empty] | 3 | Pekerjaan Lain-lain | [6 empty] | 3 | Pekerjaan Lain-lain
a | Pembuatan dan Pemasangan Patok Beton Batas Tanah | bh | 4 | 181849.04 | 727396.16 |  |  | a | Pembuatan dan Pemasangan Patok Beton Batas Tanah | bh | 4 | 181849.04 | 727396.16 |  |  | a | Pembuatan dan Pemasangan Patok Beton Batas Tanah | bh | 4 | 181849.04 | 727396.16 |  |  | a | Pembuatan dan Pemasangan Patok Beton Batas Tanah | bh | 4 | 181849.04 | 727396.16
b | Transport Material Pondasi ke Lokasi Tower | kg | 240177.8846 | 462.77 | 111147119.6431 |  |  | b | Transport Material Pondasi ke Lokasi Tower | kg | 240177.8846 | 462.77 | 111147119.6431 |  |  | b | Transport Material Pondasi ke Lokasi Tower | kg | 240177.8846 | 462.77 | 111147119.6431 |  |  | b | Transport Material Pondasi ke Lokasi Tower | kg | 240177.8846 | 462.77 | 111147119.6431
c | Tes Kubus Beton (15x15x15) cm³ | bh | 4 | 387825 | 1551300 |  |  | c | Tes Kubus Beton (15x15x15) cm³ | bh | 4 | 387825 | 1551300 |  |  | c | Tes Kubus Beton (15x15x15) cm³ | bh | 4 | 387825 | 1551300 |  |  | c | Tes Kubus Beton (15x15x15) cm³ | bh | 4 | 387825 | 1551300
d | Penyetelan stub (besi kaki) tower | kg | 150.936 | 3758.6985 | 567322.91 |  |  | d | Penyetelan stub (besi kaki) tower | kg | 239.616 | 3758.6985 | 900644.289 |  |  | d | Pengadaan & Penyetelan stub (besi kaki) tower | kg | 311.472 | 3758.6985 | 1170729.3252 |  |  | d | Pengadaan & Penyetelan stub (besi kaki) tower | kg | 403.176 | 3758.6985 | 1515417.0083
e | Pemasangan grounding dan perlengkapannya | set | 1 | 855127 | 855127 |  |  | e | Pemasangan grounding dan perlengkapannya | set | 1 | 855127 | 855127 |  |  | e | Pemasangan grounding dan perlengkapannya | set | 1 | 855127 | 855127 |  |  | e | Pemasangan grounding dan perlengkapannya | set | 1 | 855127 | 855127
f | Pengujian grounding dan perlengkapannya | set | 1 | 674025 | 674025 |  |  | f | Pengujian grounding dan perlengkapannya | set | 1 | 674025 | 674025 |  |  | f | Pengujian grounding dan perlengkapannya | set | 1 | 674025 | 674025 |  |  | f | Pengujian grounding dan perlengkapannya | set | 1 | 674025 | 674025
| TOTAL PONDASI CLASS 6 (10 m, 6 PILE) |  |  |  | 458958817.0494 |  |  |  | TOTAL PONDASI CLASS 6 (10 m, 6 PILE) |  |  |  | 459292138.4284 |  |  |  | TOTAL PONDASI CLASS 6 (10 m, 6 PILE) |  |  |  | 459562223.4646 |  |  |  | TOTAL PONDASI CLASS 6 (10 m, 6 PILE) |  |  |  | 459906911.1477
Type Tower : AA |  | 6 | [5 empty] | Type Tower : Bb |  | 6 | [5 empty] | Type Tower : Cc | [7 empty] | Type Tower : Dd/DDR
| PONDASI: Class 6 - Concrete Pile 11 m 6 pile | [7 empty] | PONDASI: Class 6 - Concrete Pile 11 m 6 pile | [7 empty] | PONDASI: Class 6 - Concrete Pile 11 m 6 Pile | [7 empty] | PONDASI: Class 6 - Concrete Pile 11 m 6 Pile
1 | Pekerjaan Tanah | [6 empty] | 1 | Pekerjaan Tanah | [6 empty] | 1 | Pekerjaan Tanah | [6 empty] | 1 | Pekerjaan Tanah
a | Galian tanah | m³ | 72.5 | 102390.75 | 7423329.375 |  |  | a | Galian tanah | m³ | 72.5 | 102390.75 | 7423329.375 |  |  | a | Galian tanah | m³ | 72.5 | 102390.75 | 7423329.375 |  |  | a | Galian tanah | m³ | 72.5 | 102390.75 | 7423329.375
b | Urugan kembali | m³ | 30.56 | 62462.95 | 1908867.752 |  |  | b | Urugan kembali | m³ | 30.56 | 62462.95 | 1908867.752 |  |  | b | Urugan kembali | m³ | 30.56 | 62462.95 | 1908867.752 |  |  | b | Urugan kembali | m³ | 30.56 | 62462.95 | 1908867.752
c | Pengeboran | m' | 264 | 52230.6125 | 13788881.7 |  |  | c | Pengeboran | m' | 264 | 52230.6125 | 13788881.7 |  |  | c | Pengeboran | m' | 264 | 52230.6125 | 13788881.7 |  |  | c | Pengeboran | m' | 264 | 52230.6125 | 13788881.7
2 | Pekerjaan Beton |  |  |  |  | BJ |  | 2 | Pekerjaan Beton |  |  |  |  | BJ |  | 2 | Pekerjaan Beton |  |  |  |  | BJ |  | 2 | Pekerjaan Beton |  |  |  |  | BJ
a | Urugan pasir, t = 10 cm | m³ | 5.4 | 404738.95 | 2185590.33 | 1400 | 7560 | a | Urugan pasir, t = 10 cm | m³ | 5.4 | 404738.95 | 2185590.33 | 1400 | 7560 | a | Urugan pasir, t = 10 cm | m³ | 5.4 | 404738.95 | 2185590.33 | 1400 | 7560 | a | Urugan pasir, t = 10 cm | m³ | 5.4 | 404738.95 | 2185590.33 | 1400 | 7560
b | Beton 1 : 3 : 5, leveling ( t = 5 cm ) | m³ | 2.7 | 710224.7079 | 1917606.7114 | 2200 | 5940 | b | Beton 1 : 3 : 5, leveling ( t = 5 cm ) | m³ | 2.7 | 710224.7079 | 1917606.7114 | 2200 | 5940 | b | Beton 1 : 3 : 5, leveling ( t = 5 cm ) | m³ | 2.7 | 710224.7079 | 1917606.7114 | 2200 | 5940 | b | Beton 1 : 3 : 5, leveling ( t = 5 cm ) | m³ | 2.7 | 710224.7079 | 1917606.7114 | 2200 | 5940
c | Beton K 225 (Pad & Chimney) | m³ | 33.84 | 1115864.6138 | 37760858.5313 | 2400 | 81216 | c | Beton K 225 (Pad & Chimney) | m³ | 33.84 | 1115864.6138 | 37760858.5313 | 2400 | 81216 | c | Beton K 225 (Pad & Chimney) | m³ | 33.84 | 1115864.6138 | 37760858.5313 | 2400 | 81216 | c | Beton K 225 (Pad & Chimney) | m³ | 33.84 | 1115864.6138 | 37760858.5313 | 2400 | 81216
d | Beton K 175 (bore pile) | m³ | 67.2069 | 1057576.2424 | 71076375.4394 | 2200 | 147855.0857 | d | Beton K 175 (bore pile) | m³ | 67.2069 | 1057576.2424 | 71076375.4394 | 2200 | 147855.0857 | d | Beton K 175 (bore pile) | m³ | 67.2069 | 1057576.2424 | 71076375.4394 | 2200 | 147855.0857 | d | Beton K 175 (bore pile) | m³ | 67.2069 | 1057576.2424 | 71076375.4394 | 2200 | 147855.0857
e | Besi beton | kg | 11537.304 | 19478.0394 | 224724061.3049 | 1 | 11537.304 | e | Besi beton | kg | 11537.304 | 19478.0394 | 224724061.3049 | 1 | 11537.304 | e | Besi beton | kg | 11537.304 | 19478.0394 | 224724061.3049 | 1 | 11537.304 | e | Besi beton | kg | 11537.304 | 19478.0394 | 224724061.3049 | 1 | 11537.304
f | Cetakan | m² | 45.6 | 145812.67 | 6649057.752 | 40 | 1824 | f | Cetakan | m² | 45.6 | 145812.67 | 6649057.752 | 40 | 1824 | f | Cetakan | m² | 45.6 | 145812.67 | 6649057.752 | 40 | 1824 | f | Cetakan | m² | 45.6 | 145812.67 | 6649057.752 | 40 | 1824
g | Pre-cast block ukuran 20 x 20 x 10 (cm) | bh | 4 | 100000 | 400000 | 2.5 | 10 | g | Pre-cast block ukuran 20 x 20 x 10 (cm) | bh | 4 | 100000 | 400000 | 2.5 | 10 | g | Pre-cast block ukuran 20 x 20 x 10 (cm) | bh | 4 | 100000 | 400000 | 2.5 | 10 | g | Pre-cast block ukuran 20 x 20 x 10 (cm) | bh | 4 | 100000 | 400000 | 2.5 | 10
[7 empty] | 255932.3897 | [7 empty] | 255932.3897 | [7 empty] | 255932.3897 | [7 empty] | 255932.3897
3 | Pekerjaan Lain-lain | [6 empty] | 3 | Pekerjaan Lain-lain | [6 empty] | 3 | Pekerjaan Lain-lain | [6 empty] | 3 | Pekerjaan Lain-lain
a | Pembuatan dan Pemasangan Patok Beton Batas Tanah | bh | 4 | 181849.04 | 727396.16 |  |  | a | Pembuatan dan Pemasangan Patok Beton Batas Tanah | bh | 4 | 181849.04 | 727396.16 |  |  | a | Pembuatan dan Pemasangan Patok Beton Batas Tanah | bh | 4 | 181849.04 | 727396.16 |  |  | a | Pembuatan dan Pemasangan Patok Beton Batas Tanah | bh | 4 | 181849.04 | 727396.16
b | Transport Material Pondasi ke Lokasi Tower | kg | 255932.3897 | 462.77 | 118437831.9881 |  |  | b | Transport Material Pondasi ke Lokasi Tower | kg | 255932.3897 | 462.77 | 118437831.9881 |  |  | b | Transport Material Pondasi ke Lokasi Tower | kg | 255932.3897 | 462.77 | 118437831.9881 |  |  | b | Transport Material Pondasi ke Lokasi Tower | kg | 255932.3897 | 462.77 | 118437831.9881
c | Tes Kubus Beton (15x15x15) cm³ | bh | 4 | 387825 | 1551300 |  |  | c | Tes Kubus Beton (15x15x15) cm³ | bh | 4 | 387825 | 1551300 |  |  | c | Tes Kubus Beton (15x15x15) cm³ | bh | 4 | 387825 | 1551300 |  |  | c | Tes Kubus Beton (15x15x15) cm³ | bh | 4 | 387825 | 1551300
d | Penyetelan stub (besi kaki) tower | kg | 150.936 | 3758.6985 | 567322.91 |  |  | d | Penyetelan stub (besi kaki) tower | kg | 239.616 | 3758.6985 | 900644.289 |  |  | d | Pengadaan & Penyetelan stub (besi kaki) tower | kg | 311.472 | 3758.6985 | 1170729.3252 |  |  | d | Pengadaan & Penyetelan stub (besi kaki) tower | kg | 403.176 | 3758.6985 | 1515417.0083
e | Pemasangan grounding dan perlengkapannya | set | 1 | 855127 | 855127 |  |  | e | Pemasangan grounding dan perlengkapannya | set | 1 | 855127 | 855127 |  |  | e | Pemasangan grounding dan perlengkapannya | set | 1 | 855127 | 855127 |  |  | e | Pemasangan grounding dan perlengkapannya | set | 1 | 855127 | 855127
f | Pengujian grounding dan perlengkapannya | set | 1 | 674025 | 674025 |  |  | f | Pengujian grounding dan perlengkapannya | set | 1 | 674025 | 674025 |  |  | f | Pengujian grounding dan perlengkapannya | set | 1 | 674025 | 674025 |  |  | f | Pengujian grounding dan perlengkapannya | set | 1 | 674025 | 674025
| TOTAL PONDASI CLASS 6 (11 m, 6 PILE) |  |  |  | 490647631.9541 |  |  |  | TOTAL PONDASI CLASS 6 (11 m, 6 PILE) |  |  |  | 490980953.3331 |  |  |  | TOTAL PONDASI CLASS 6 (11 m, 6 PILE) |  |  |  | 491251038.3693 |  |  |  | TOTAL PONDASI CLASS 6 (11 m, 6 PILE) |  |  |  | 491595726.0524
Type Tower : AA |  | 6 | [5 empty] | Type Tower : Bb |  | 6 | [5 empty] | Type Tower : Cc | [7 empty] | Type Tower : Dd/DDR
| PONDASI: Class 6 - Concrete Pile 12 m 6 pile | [7 empty] | PONDASI: Class 6 - Concrete Pile 12 m 6 pile | [7 empty] | PONDASI: Class 6 - Concrete Pile 12 m 6 Pile | [7 empty] | PONDASI: Class 6 - Concrete Pile 12 m 6 Pile
1 | Pekerjaan Tanah | [6 empty] | 1 | Pekerjaan Tanah | [6 empty] | 1 | Pekerjaan Tanah | [6 empty] | 1 | Pekerjaan Tanah
a | Galian tanah | m³ | 72.5 | 102390.75 | 7423329.375 |  |  | a | Galian tanah | m³ | 72.5 | 102390.75 | 7423329.375 |  |  | a | Galian tanah | m³ | 72.5 | 102390.75 | 7423329.375 |  |  | a | Galian tanah | m³ | 72.5 | 102390.75 | 7423329.375
b | Urugan kembali | m³ | 30.56 | 62462.95 | 1908867.752 |  |  | b | Urugan kembali | m³ | 30.56 | 62462.95 | 1908867.752 |  |  | b | Urugan kembali | m³ | 30.56 | 62462.95 | 1908867.752 |  |  | b | Urugan kembali | m³ | 30.56 | 62462.95 | 1908867.752
c | Pengeboran | m' | 288 | 52230.6125 | 15042416.4 |  |  | c | Pengeboran | m' | 288 | 52230.6125 | 15042416.4 |  |  | c | Pengeboran | m' | 288 | 52230.6125 | 15042416.4 |  |  | c | Pengeboran | m' | 288 | 52230.6125 | 15042416.4
2 | Pekerjaan Beton |  |  |  |  | BJ |  | 2 | Pekerjaan Beton |  |  |  |  | BJ |  | 2 | Pekerjaan Beton |  |  |  |  | BJ |  | 2 | Pekerjaan Beton |  |  |  |  | BJ
a | Urugan pasir, t = 10 cm | m³ | 5.4 | 404738.95 | 2185590.33 | 1400 | 7560 | a | Urugan pasir, t = 10 cm | m³ | 5.4 | 404738.95 | 2185590.33 | 1400 | 7560 | a | Urugan pasir, t = 10 cm | m³ | 5.4 | 404738.95 | 2185590.33 | 1400 | 7560 | a | Urugan pasir, t = 10 cm | m³ | 5.4 | 404738.95 | 2185590.33 | 1400 | 7560
b | Beton 1 : 3 : 5, leveling ( t = 5 cm ) | m³ | 2.7 | 710224.7079 | 1917606.7114 | 2200 | 5940 | b | Beton 1 : 3 : 5, leveling ( t = 5 cm ) | m³ | 2.7 | 710224.7079 | 1917606.7114 | 2200 | 5940 | b | Beton 1 : 3 : 5, leveling ( t = 5 cm ) | m³ | 2.7 | 710224.7079 | 1917606.7114 | 2200 | 5940 | b | Beton 1 : 3 : 5, leveling ( t = 5 cm ) | m³ | 2.7 | 710224.7079 | 1917606.7114 | 2200 | 5940
c | Beton K 225 (Pad & Chimney) | m³ | 33.84 | 1115864.6138 | 37760858.5313 | 2400 | 81216 | c | Beton K 225 (Pad & Chimney) | m³ | 33.84 | 1115864.6138 | 37760858.5313 | 2400 | 81216 | c | Beton K 225 (Pad & Chimney) | m³ | 33.84 | 1115864.6138 | 37760858.5313 | 2400 | 81216 | c | Beton K 225 (Pad & Chimney) | m³ | 33.84 | 1115864.6138 | 37760858.5313 | 2400 | 81216
d | Beton K 175 (bore pile) | m³ | 73.9954 | 1057576.2424 | 78255807.3019 | 2200 | 162789.9429 | d | Beton K 175 (bore pile) | m³ | 73.9954 | 1057576.2424 | 78255807.3019 | 2200 | 162789.9429 | d | Beton K 175 (bore pile) | m³ | 73.9954 | 1057576.2424 | 78255807.3019 | 2200 | 162789.9429 | d | Beton K 175 (bore pile) | m³ | 73.9954 | 1057576.2424 | 78255807.3019 | 2200 | 162789.9429
e | Besi beton | kg | 12356.664 | 19478.0394 | 240683587.6267 | 1 | 12356.664 | e | Besi beton | kg | 12356.664 | 19478.0394 | 240683587.6267 | 1 | 12356.664 | e | Besi beton | kg | 12356.664 | 19478.0394 | 240683587.6267 | 1 | 12356.664 | e | Besi beton | kg | 12356.664 | 19478.0394 | 240683587.6267 | 1 | 12356.664
f | Cetakan | m² | 45.6 | 145812.67 | 6649057.752 | 40 | 1824 | f | Cetakan | m² | 45.6 | 145812.67 | 6649057.752 | 40 | 1824 | f | Cetakan | m² | 45.6 | 145812.67 | 6649057.752 | 40 | 1824 | f | Cetakan | m² | 45.6 | 145812.67 | 6649057.752 | 40 | 1824
g | Pre-cast block ukuran 20 x 20 x 10 (cm) | bh | 4 | 100000 | 400000 | 2.5 | 10 | g | Pre-cast block ukuran 20 x 20 x 10 (cm) | bh | 4 | 100000 | 400000 | 2.5 | 10 | g | Pre-cast block ukuran 20 x 20 x 10 (cm) | bh | 4 | 100000 | 400000 | 2.5 | 10 | g | Pre-cast block ukuran 20 x 20 x 10 (cm) | bh | 4 | 100000 | 400000 | 2.5 | 10
[7 empty] | 271686.6069 | [7 empty] | 271686.6069 | [7 empty] | 271686.6069 | [7 empty] | 271686.6069
3 | Pekerjaan Lain-lain | [6 empty] | 3 | Pekerjaan Lain-lain | [6 empty] | 3 | Pekerjaan Lain-lain | [6 empty] | 3 | Pekerjaan Lain-lain
a | Pembuatan dan Pemasangan Patok Beton Batas Tanah | bh | 4 | 181849.04 | 727396.16 |  |  | a | Pembuatan dan Pemasangan Patok Beton Batas Tanah | bh | 4 | 181849.04 | 727396.16 |  |  | a | Pembuatan dan Pemasangan Patok Beton Batas Tanah | bh | 4 | 181849.04 | 727396.16 |  |  | a | Pembuatan dan Pemasangan Patok Beton Batas Tanah | bh | 4 | 181849.04 | 727396.16
b | Transport Material Pondasi ke Lokasi Tower | kg | 271686.6069 | 462.77 | 125728411.0553 |  |  | b | Transport Material Pondasi ke Lokasi Tower | kg | 271686.6069 | 462.77 | 125728411.0553 |  |  | b | Transport Material Pondasi ke Lokasi Tower | kg | 271686.6069 | 462.77 | 125728411.0553 |  |  | b | Transport Material Pondasi ke Lokasi Tower | kg | 271686.6069 | 462.77 | 125728411.0553
c | Tes Kubus Beton (15x15x15) cm³ | bh | 4 | 387825 | 1551300 |  |  | c | Tes Kubus Beton (15x15x15) cm³ | bh | 4 | 387825 | 1551300 |  |  | c | Tes Kubus Beton (15x15x15) cm³ | bh | 4 | 387825 | 1551300 |  |  | c | Tes Kubus Beton (15x15x15) cm³ | bh | 4 | 387825 | 1551300
d | Penyetelan stub (besi kaki) tower | kg | 150.936 | 3758.6985 | 567322.91 |  |  | d | Penyetelan stub (besi kaki) tower | kg | 239.616 | 3758.6985 | 900644.289 |  |  | d | Pengadaan & Penyetelan stub (besi kaki) tower | kg | 311.472 | 3758.6985 | 1170729.3252 |  |  | d | Pengadaan & Penyetelan stub (besi kaki) tower | kg | 403.176 | 3758.6985 | 1515417.0083
e | Pemasangan grounding dan perlengkapannya | set | 1 | 855127 | 855127 |  |  | e | Pemasangan grounding dan perlengkapannya | set | 1 | 855127 | 855127 |  |  | e | Pemasangan grounding dan perlengkapannya | set | 1 | 855127 | 855127 |  |  | e | Pemasangan grounding dan perlengkapannya | set | 1 | 855127 | 855127
f | Pengujian grounding dan perlengkapannya | set | 1 | 674025 | 674025 |  |  | f | Pengujian grounding dan perlengkapannya | set | 1 | 674025 | 674025 |  |  | f | Pengujian grounding dan perlengkapannya | set | 1 | 674025 | 674025 |  |  | f | Pengujian grounding dan perlengkapannya | set | 1 | 674025 | 674025
| TOTAL PONDASI CLASS 6 (12 m, 6 PILE) |  |  |  | 522330703.9057 |  |  |  | TOTAL PONDASI CLASS 6 (12 m, 6 PILE) |  |  |  | 522664025.2847 |  |  |  | TOTAL PONDASI CLASS 6 (12 m, 6 PILE) |  |  |  | 522934110.3209 |  |  |  | TOTAL PONDASI CLASS 6 (12 m, 6 PILE) |  |  |  | 523278798.004
Type Tower : AA |  | 6 | [5 empty] | Type Tower : Bb |  | 6 | [5 empty] | Type Tower : Cc | [7 empty] | Type Tower : Dd/DDR
| PONDASI: Class 6 - Concrete Pile 13 m 6 pile | [7 empty] | PONDASI: Class 6 - Concrete Pile 13 m 6 pile | [7 empty] | PONDASI: Class 6 - Concrete Pile 13 m 6 Pile | [7 empty] | PONDASI: Class 6 - Concrete Pile 13 m 6 Pile
1 | Pekerjaan Tanah | [6 empty] | 1 | Pekerjaan Tanah | [6 empty] | 1 | Pekerjaan Tanah | [6 empty] | 1 | Pekerjaan Tanah
a | Galian tanah | m³ | 72.5 | 102390.75 | 7423329.375 |  |  | a | Galian tanah | m³ | 72.5 | 102390.75 | 7423329.375 |  |  | a | Galian tanah | m³ | 72.5 | 102390.75 | 7423329.375 |  |  | a | Galian tanah | m³ | 72.5 | 102390.75 | 7423329.375
b | Urugan kembali | m³ | 30.56 | 62462.95 | 1908867.752 |  |  | b | Urugan kembali | m³ | 30.56 | 62462.95 | 1908867.752 |  |  | b | Urugan kembali | m³ | 30.56 | 62462.95 | 1908867.752 |  |  | b | Urugan kembali | m³ | 30.56 | 62462.95 | 1908867.752
c | Pengeboran | m' | 312 | 52230.6125 | 16295951.1 |  |  | c | Pengeboran | m' | 312 | 52230.6125 | 16295951.1 |  |  | c | Pengeboran | m' | 312 | 52230.6125 | 16295951.1 |  |  | c | Pengeboran | m' | 312 | 52230.6125 | 16295951.1
2 | Pekerjaan Beton |  |  |  |  | BJ |  | 2 | Pekerjaan Beton |  |  |  |  | BJ |  | 2 | Pekerjaan Beton |  |  |  |  | BJ |  | 2 | Pekerjaan Beton |  |  |  |  | BJ
a | Urugan pasir, t = 10 cm | m³ | 5.4 | 404738.95 | 2185590.33 | 1400 | 7560 | a | Urugan pasir, t = 10 cm | m³ | 5.4 | 404738.95 | 2185590.33 | 1400 | 7560 | a | Urugan pasir, t = 10 cm | m³ | 5.4 | 404738.95 | 2185590.33 | 1400 | 7560 | a | Urugan pasir, t = 10 cm | m³ | 5.4 | 404738.95 | 2185590.33 | 1400 | 7560
b | Beton 1 : 3 : 5, leveling ( t = 5 cm ) | m³ | 2.7 | 710224.7079 | 1917606.7114 | 2200 | 5940 | b | Beton 1 : 3 : 5, leveling ( t = 5 cm ) | m³ | 2.7 | 710224.7079 | 1917606.7114 | 2200 | 5940 | b | Beton 1 : 3 : 5, leveling ( t = 5 cm ) | m³ | 2.7 | 710224.7079 | 1917606.7114 | 2200 | 5940 | b | Beton 1 : 3 : 5, leveling ( t = 5 cm ) | m³ | 2.7 | 710224.7079 | 1917606.7114 | 2200 | 5940
c | Beton K 225 (Pad & Chimney) | m³ | 33.84 | 1115864.6138 | 37760858.5313 | 2400 | 81216 | c | Beton K 225 (Pad & Chimney) | m³ | 33.84 | 1115864.6138 | 37760858.5313 | 2400 | 81216 | c | Beton K 225 (Pad & Chimney) | m³ | 33.84 | 1115864.6138 | 37760858.5313 | 2400 | 81216 | c | Beton K 225 (Pad & Chimney) | m³ | 33.84 | 1115864.6138 | 37760858.5313 | 2400 | 81216
d | Beton K 175 (bore pile) | m³ | 80.784 | 1057576.2424 | 85435239.1645 | 2200 | 177724.8 | d | Beton K 175 (bore pile) | m³ | 80.784 | 1057576.2424 | 85435239.1645 | 2200 | 177724.8 | d | Beton K 175 (bore pile) | m³ | 80.784 | 1057576.2424 | 85435239.1645 | 2200 | 177724.8 | d | Beton K 175 (bore pile) | m³ | 80.784 | 1057576.2424 | 85435239.1645 | 2200 | 177724.8
e | Besi beton | kg | 13176.312 | 19478.0394 | 256648723.6239 | 1 | 13176.312 | e | Besi beton | kg | 13176.312 | 19478.0394 | 256648723.6239 | 1 | 13176.312 | e | Besi beton | kg | 13176.312 | 19478.0394 | 256648723.6239 | 1 | 13176.312 | e | Besi beton | kg | 13176.312 | 19478.0394 | 256648723.6239 | 1 | 13176.312
f | Cetakan | m² | 45.6 | 145812.67 | 6649057.752 | 40 | 1824 | f | Cetakan | m² | 45.6 | 145812.67 | 6649057.752 | 40 | 1824 | f | Cetakan | m² | 45.6 | 145812.67 | 6649057.752 | 40 | 1824 | f | Cetakan | m² | 45.6 | 145812.67 | 6649057.752 | 40 | 1824
g | Pre-cast block ukuran 20 x 20 x 10 (cm) | bh | 4 | 100000 | 400000 | 2.5 | 10 | g | Pre-cast block ukuran 20 x 20 x 10 (cm) | bh | 4 | 100000 | 400000 | 2.5 | 10 | g | Pre-cast block ukuran 20 x 20 x 10 (cm) | bh | 4 | 100000 | 400000 | 2.5 | 10 | g | Pre-cast block ukuran 20 x 20 x 10 (cm) | bh | 4 | 100000 | 400000 | 2.5 | 10
[7 empty] | 287441.112 | [7 empty] | 287441.112 | [7 empty] | 287441.112 | [7 empty] | 287441.112
3 | Pekerjaan Lain-lain | [6 empty] | 3 | Pekerjaan Lain-lain | [6 empty] | 3 | Pekerjaan Lain-lain | [6 empty] | 3 | Pekerjaan Lain-lain
a | Pembuatan dan Pemasangan Patok Beton Batas Tanah | bh | 4 | 181849.04 | 727396.16 |  |  | a | Pembuatan dan Pemasangan Patok Beton Batas Tanah | bh | 4 | 181849.04 | 727396.16 |  |  | a | Pembuatan dan Pemasangan Patok Beton Batas Tanah | bh | 4 | 181849.04 | 727396.16 |  |  | a | Pembuatan dan Pemasangan Patok Beton Batas Tanah | bh | 4 | 181849.04 | 727396.16
b | Transport Material Pondasi ke Lokasi Tower | kg | 287441.112 | 462.77 | 133019123.4002 |  |  | b | Transport Material Pondasi ke Lokasi Tower | kg | 287441.112 | 462.77 | 133019123.4002 |  |  | b | Transport Material Pondasi ke Lokasi Tower | kg | 287441.112 | 462.77 | 133019123.4002 |  |  | b | Transport Material Pondasi ke Lokasi Tower | kg | 287441.112 | 462.77 | 133019123.4002
c | Tes Kubus Beton (15x15x15) cm³ | bh | 4 | 387825 | 1551300 |  |  | c | Tes Kubus Beton (15x15x15) cm³ | bh | 4 | 387825 | 1551300 |  |  | c | Tes Kubus Beton (15x15x15) cm³ | bh | 4 | 387825 | 1551300 |  |  | c | Tes Kubus Beton (15x15x15) cm³ | bh | 4 | 387825 | 1551300
d | Penyetelan stub (besi kaki) tower | kg | 150.936 | 3758.6985 | 567322.91 |  |  | d | Penyetelan stub (besi kaki) tower | kg | 239.616 | 3758.6985 | 900644.289 |  |  | d | Pengadaan & Penyetelan stub (besi kaki) tower | kg | 311.472 | 3758.6985 | 1170729.3252 |  |  | d | Pengadaan & Penyetelan stub (besi kaki) tower | kg | 403.176 | 3758.6985 | 1515417.0083
e | Pemasangan grounding dan perlengkapannya | set | 1 | 855127 | 855127 |  |  | e | Pemasangan grounding dan perlengkapannya | set | 1 | 855127 | 855127 |  |  | e | Pemasangan grounding dan perlengkapannya | set | 1 | 855127 | 855127 |  |  | e | Pemasangan grounding dan perlengkapannya | set | 1 | 855127 | 855127
f | Pengujian grounding dan perlengkapannya | set | 1 | 674025 | 674025 |  |  | f | Pengujian grounding dan perlengkapannya | set | 1 | 674025 | 674025 |  |  | f | Pengujian grounding dan perlengkapannya | set | 1 | 674025 | 674025 |  |  | f | Pengujian grounding dan perlengkapannya | set | 1 | 674025 | 674025
| TOTAL PONDASI CLASS 6 (13 m, 6 PILE) |  |  |  | 554019518.8104 |  |  |  | TOTAL PONDASI CLASS 6 (13 m, 6 PILE) |  |  |  | 554352840.1894 |  |  |  | TOTAL PONDASI CLASS 6 (13 m, 6 PILE) |  |  |  | 554622925.2255 |  |  |  | TOTAL PONDASI CLASS 6 (13 m, 6 PILE) |  |  |  | 554967612.9086
Type Tower : AA |  | 6 | [5 empty] | Type Tower : Bb |  | 6 | [5 empty] | Type Tower : Cc | [7 empty] | Type Tower : Dd/DDR
| PONDASI: Class 6 - Concrete Pile 14 m 6 pile | [7 empty] | PONDASI: Class 6 - Concrete Pile 14 m 6 pile | [7 empty] | PONDASI: Class 6 - Concrete Pile 14 m 6 Pile | [7 empty] | PONDASI: Class 6 - Concrete Pile 14 m 6 Pile
1 | Pekerjaan Tanah | [6 empty] | 1 | Pekerjaan Tanah | [6 empty] | 1 | Pekerjaan Tanah | [6 empty] | 1 | Pekerjaan Tanah
a | Galian tanah | m³ | 72.5 | 102390.75 | 7423329.375 |  |  | a | Galian tanah | m³ | 72.5 | 102390.75 | 7423329.375 |  |  | a | Galian tanah | m³ | 72.5 | 102390.75 | 7423329.375 |  |  | a | Galian tanah | m³ | 72.5 | 102390.75 | 7423329.375
b | Urugan kembali | m³ | 30.56 | 62462.95 | 1908867.752 |  |  | b | Urugan kembali | m³ | 30.56 | 62462.95 | 1908867.752 |  |  | b | Urugan kembali | m³ | 30.56 | 62462.95 | 1908867.752 |  |  | b | Urugan kembali | m³ | 30.56 | 62462.95 | 1908867.752
c | Pengeboran | m' | 336 | 52230.6125 | 17549485.8 |  |  | c | Pengeboran | m' | 336 | 52230.6125 | 17549485.8 |  |  | c | Pengeboran | m' | 336 | 52230.6125 | 17549485.8 |  |  | c | Pengeboran | m' | 336 | 52230.6125 | 17549485.8
2 | Pekerjaan Beton |  |  |  |  | BJ |  | 2 | Pekerjaan Beton |  |  |  |  | BJ |  | 2 | Pekerjaan Beton |  |  |  |  | BJ |  | 2 | Pekerjaan Beton |  |  |  |  | BJ
a | Urugan pasir, t = 10 cm | m³ | 5.4 | 404738.95 | 2185590.33 | 1400 | 7560 | a | Urugan pasir, t = 10 cm | m³ | 5.4 | 404738.95 | 2185590.33 | 1400 | 7560 | a | Urugan pasir, t = 10 cm | m³ | 5.4 | 404738.95 | 2185590.33 | 1400 | 7560 | a | Urugan pasir, t = 10 cm | m³ | 5.4 | 404738.95 | 2185590.33 | 1400 | 7560
b | Beton 1 : 3 : 5, leveling ( t = 5 cm ) | m³ | 2.7 | 710224.7079 | 1917606.7114 | 2200 | 5940 | b | Beton 1 : 3 : 5, leveling ( t = 5 cm ) | m³ | 2.7 | 710224.7079 | 1917606.7114 | 2200 | 5940 | b | Beton 1 : 3 : 5, leveling ( t = 5 cm ) | m³ | 2.7 | 710224.7079 | 1917606.7114 | 2200 | 5940 | b | Beton 1 : 3 : 5, leveling ( t = 5 cm ) | m³ | 2.7 | 710224.7079 | 1917606.7114 | 2200 | 5940
c | Beton K 225 (Pad & Chimney) | m³ | 33.84 | 1115864.6138 | 37760858.5313 | 2400 | 81216 | c | Beton K 225 (Pad & Chimney) | m³ | 33.84 | 1115864.6138 | 37760858.5313 | 2400 | 81216 | c | Beton K 225 (Pad & Chimney) | m³ | 33.84 | 1115864.6138 | 37760858.5313 | 2400 | 81216 | c | Beton K 225 (Pad & Chimney) | m³ | 33.84 | 1115864.6138 | 37760858.5313 | 2400 | 81216
d | Beton K 175 (bore pile) | m³ | 87.5726 | 1057576.2424 | 92614671.0271 | 2200 | 192659.6571 | d | Beton K 175 (bore pile) | m³ | 87.5726 | 1057576.2424 | 92614671.0271 | 2200 | 192659.6571 | d | Beton K 175 (bore pile) | m³ | 87.5726 | 1057576.2424 | 92614671.0271 | 2200 | 192659.6571 | d | Beton K 175 (bore pile) | m³ | 87.5726 | 1057576.2424 | 92614671.0271 | 2200 | 192659.6571
e | Besi beton | kg | 13995.96 | 19478.0394 | 272613859.621 | 1 | 13995.96 | e | Besi beton | kg | 13995.96 | 19478.0394 | 272613859.621 | 1 | 13995.96 | e | Besi beton | kg | 13995.96 | 19478.0394 | 272613859.621 | 1 | 13995.96 | e | Besi beton | kg | 13995.96 | 19478.0394 | 272613859.621 | 1 | 13995.96
f | Cetakan | m² | 45.6 | 145812.67 | 6649057.752 | 40 | 1824 | f | Cetakan | m² | 45.6 | 145812.67 | 6649057.752 | 40 | 1824 | f | Cetakan | m² | 45.6 | 145812.67 | 6649057.752 | 40 | 1824 | f | Cetakan | m² | 45.6 | 145812.67 | 6649057.752 | 40 | 1824
g | Pre-cast block ukuran 20 x 20 x 10 (cm) | bh | 4 | 100000 | 400000 | 2.5 | 10 | g | Pre-cast block ukuran 20 x 20 x 10 (cm) | bh | 4 | 100000 | 400000 | 2.5 | 10 | g | Pre-cast block ukuran 20 x 20 x 10 (cm) | bh | 4 | 100000 | 400000 | 2.5 | 10 | g | Pre-cast block ukuran 20 x 20 x 10 (cm) | bh | 4 | 100000 | 400000 | 2.5 | 10
[7 empty] | 303195.6171 | [7 empty] | 303195.6171 | [7 empty] | 303195.6171 | [7 empty] | 303195.6171
3 | Pekerjaan Lain-lain | [6 empty] | 3 | Pekerjaan Lain-lain | [6 empty] | 3 | Pekerjaan Lain-lain | [6 empty] | 3 | Pekerjaan Lain-lain
a | Pembuatan dan Pemasangan Patok Beton Batas Tanah | bh | 4 | 181849.04 | 727396.16 |  |  | a | Pembuatan dan Pemasangan Patok Beton Batas Tanah | bh | 4 | 181849.04 | 727396.16 |  |  | a | Pembuatan dan Pemasangan Patok Beton Batas Tanah | bh | 4 | 181849.04 | 727396.16 |  |  | a | Pembuatan dan Pemasangan Patok Beton Batas Tanah | bh | 4 | 181849.04 | 727396.16
b | Transport Material Pondasi ke Lokasi Tower | kg | 303195.6171 | 462.77 | 140309835.7452 |  |  | b | Transport Material Pondasi ke Lokasi Tower | kg | 303195.6171 | 462.77 | 140309835.7452 |  |  | b | Transport Material Pondasi ke Lokasi Tower | kg | 303195.6171 | 462.77 | 140309835.7452 |  |  | b | Transport Material Pondasi ke Lokasi Tower | kg | 303195.6171 | 462.77 | 140309835.7452
c | Tes Kubus Beton (15x15x15) cm³ | bh | 4 | 387825 | 1551300 |  |  | c | Tes Kubus Beton (15x15x15) cm³ | bh | 4 | 387825 | 1551300 |  |  | c | Tes Kubus Beton (15x15x15) cm³ | bh | 4 | 387825 | 1551300 |  |  | c | Tes Kubus Beton (15x15x15) cm³ | bh | 4 | 387825 | 1551300
d | Penyetelan stub (besi kaki) tower | kg | 150.936 | 3758.6985 | 567322.91 |  |  | d | Penyetelan stub (besi kaki) tower | kg | 239.616 | 3758.6985 | 900644.289 |  |  | d | Pengadaan & Penyetelan stub (besi kaki) tower | kg | 311.472 | 3758.6985 | 1170729.3252 |  |  | d | Pengadaan & Penyetelan stub (besi kaki) tower | kg | 403.176 | 3758.6985 | 1515417.0083
e | Pemasangan grounding dan perlengkapannya | set | 1 | 855127 | 855127 |  |  | e | Pemasangan grounding dan perlengkapannya | set | 1 | 855127 | 855127 |  |  | e | Pemasangan grounding dan perlengkapannya | set | 1 | 855127 | 855127 |  |  | e | Pemasangan grounding dan perlengkapannya | set | 1 | 855127 | 855127
f | Pengujian grounding dan perlengkapannya | set | 1 | 674025 | 674025 |  |  | f | Pengujian grounding dan perlengkapannya | set | 1 | 674025 | 674025 |  |  | f | Pengujian grounding dan perlengkapannya | set | 1 | 674025 | 674025 |  |  | f | Pengujian grounding dan perlengkapannya | set | 1 | 674025 | 674025
| TOTAL PONDASI CLASS 6 (14 m, 6 PILE) |  |  |  | 585708333.715 |  |  |  | TOTAL PONDASI CLASS 6 (14 m, 6 PILE) |  |  |  | 586041655.094 |  |  |  | TOTAL PONDASI CLASS 6 (14 m, 6 PILE) |  |  |  | 586311740.1302 |  |  |  | TOTAL PONDASI CLASS 6 (14 m, 6 PILE) |  |  |  | 586656427.8133
Type Tower : AA |  | 6 | [5 empty] | Type Tower : Bb |  | 6 | [5 empty] | Type Tower : Cc | [7 empty] | Type Tower : Dd/DDR
| PONDASI: Class 6 - Concrete Pile 15 m 6 pile | [7 empty] | PONDASI: Class 6 - Concrete Pile 15 m 6 pile | [7 empty] | PONDASI: Class 6 - Concrete Pile 15 m 6 Pile | [7 empty] | PONDASI: Class 6 - Concrete Pile 15 m 6 Pile
1 | Pekerjaan Tanah | [6 empty] | 1 | Pekerjaan Tanah | [6 empty] | 1 | Pekerjaan Tanah | [6 empty] | 1 | Pekerjaan Tanah
a | Galian tanah | m³ | 72.5 | 102390.75 | 7423329.375 |  |  | a | Galian tanah | m³ | 72.5 | 102390.75 | 7423329.375 |  |  | a | Galian tanah | m³ | 72.5 | 102390.75 | 7423329.375 |  |  | a | Galian tanah | m³ | 72.5 | 102390.75 | 7423329.375
b | Urugan kembali | m³ | 30.56 | 62462.95 | 1908867.752 |  |  | b | Urugan kembali | m³ | 30.56 | 62462.95 | 1908867.752 |  |  | b | Urugan kembali | m³ | 30.56 | 62462.95 | 1908867.752 |  |  | b | Urugan kembali | m³ | 30.56 | 62462.95 | 1908867.752
c | Pengeboran | m' | 360 | 52230.6125 | 18803020.5 |  |  | c | Pengeboran | m' | 360 | 52230.6125 | 18803020.5 |  |  | c | Pengeboran | m' | 360 | 52230.6125 | 18803020.5 |  |  | c | Pengeboran | m' | 360 | 52230.6125 | 18803020.5
2 | Pekerjaan Beton |  |  |  |  | BJ |  | 2 | Pekerjaan Beton |  |  |  |  | BJ |  | 2 | Pekerjaan Beton |  |  |  |  | BJ |  | 2 | Pekerjaan Beton |  |  |  |  | BJ
a | Urugan pasir, t = 10 cm | m³ | 5.4 | 404738.95 | 2185590.33 | 1400 | 7560 | a | Urugan pasir, t = 10 cm | m³ | 5.4 | 404738.95 | 2185590.33 | 1400 | 7560 | a | Urugan pasir, t = 10 cm | m³ | 5.4 | 404738.95 | 2185590.33 | 1400 | 7560 | a | Urugan pasir, t = 10 cm | m³ | 5.4 | 404738.95 | 2185590.33 | 1400 | 7560
b | Beton 1 : 3 : 5, leveling ( t = 5 cm ) | m³ | 2.7 | 710224.7079 | 1917606.7114 | 2200 | 5940 | b | Beton 1 : 3 : 5, leveling ( t = 5 cm ) | m³ | 2.7 | 710224.7079 | 1917606.7114 | 2200 | 5940 | b | Beton 1 : 3 : 5, leveling ( t = 5 cm ) | m³ | 2.7 | 710224.7079 | 1917606.7114 | 2200 | 5940 | b | Beton 1 : 3 : 5, leveling ( t = 5 cm ) | m³ | 2.7 | 710224.7079 | 1917606.7114 | 2200 | 5940
c | Beton K 225 (Pad & Chimney) | m³ | 33.84 | 1115864.6138 | 37760858.5313 | 2400 | 81216 | c | Beton K 225 (Pad & Chimney) | m³ | 33.84 | 1115864.6138 | 37760858.5313 | 2400 | 81216 | c | Beton K 225 (Pad & Chimney) | m³ | 33.84 | 1115864.6138 | 37760858.5313 | 2400 | 81216 | c | Beton K 225 (Pad & Chimney) | m³ | 33.84 | 1115864.6138 | 37760858.5313 | 2400 | 81216
d | Beton K 175 (bore pile) | m³ | 94.3611 | 1057576.2424 | 99794102.8896 | 2200 | 207594.5143 | d | Beton K 175 (bore pile) | m³ | 94.3611 | 1057576.2424 | 99794102.8896 | 2200 | 207594.5143 | d | Beton K 175 (bore pile) | m³ | 94.3611 | 1057576.2424 | 99794102.8896 | 2200 | 207594.5143 | d | Beton K 175 (bore pile) | m³ | 94.3611 | 1057576.2424 | 99794102.8896 | 2200 | 207594.5143
e | Besi beton | kg | 14815.608 | 19478.0394 | 288578995.6182 | 1 | 14815.608 | e | Besi beton | kg | 14815.608 | 19478.0394 | 288578995.6182 | 1 | 14815.608 | e | Besi beton | kg | 14815.608 | 19478.0394 | 288578995.6182 | 1 | 14815.608 | e | Besi beton | kg | 14815.608 | 19478.0394 | 288578995.6182 | 1 | 14815.608
f | Cetakan | m² | 45.6 | 145812.67 | 6649057.752 | 40 | 1824 | f | Cetakan | m² | 45.6 | 145812.67 | 6649057.752 | 40 | 1824 | f | Cetakan | m² | 45.6 | 145812.67 | 6649057.752 | 40 | 1824 | f | Cetakan | m² | 45.6 | 145812.67 | 6649057.752 | 40 | 1824
g | Pre-cast block ukuran 20 x 20 x 10 (cm) | bh | 4 | 100000 | 400000 | 2.5 | 10 | g | Pre-cast block ukuran 20 x 20 x 10 (cm) | bh | 4 | 100000 | 400000 | 2.5 | 10 | g | Pre-cast block ukuran 20 x 20 x 10 (cm) | bh | 4 | 100000 | 400000 | 2.5 | 10 | g | Pre-cast block ukuran 20 x 20 x 10 (cm) | bh | 4 | 100000 | 400000 | 2.5 | 10
[7 empty] | 318950.1223 | [7 empty] | 318950.1223 | [7 empty] | 318950.1223 | [7 empty] | 318950.1223
3 | Pekerjaan Lain-lain | [6 empty] | 3 | Pekerjaan Lain-lain | [6 empty] | 3 | Pekerjaan Lain-lain | [6 empty] | 3 | Pekerjaan Lain-lain
a | Pembuatan dan Pemasangan Patok Beton Batas Tanah | bh | 4 | 181849.04 | 727396.16 |  |  | a | Pembuatan dan Pemasangan Patok Beton Batas Tanah | bh | 4 | 181849.04 | 727396.16 |  |  | a | Pembuatan dan Pemasangan Patok Beton Batas Tanah | bh | 4 | 181849.04 | 727396.16 |  |  | a | Pembuatan dan Pemasangan Patok Beton Batas Tanah | bh | 4 | 181849.04 | 727396.16
b | Transport Material Pondasi ke Lokasi Tower | kg | 318950.1223 | 462.77 | 147600548.0902 |  |  | b | Transport Material Pondasi ke Lokasi Tower | kg | 318950.1223 | 462.77 | 147600548.0902 |  |  | b | Transport Material Pondasi ke Lokasi Tower | kg | 318950.1223 | 462.77 | 147600548.0902 |  |  | b | Transport Material Pondasi ke Lokasi Tower | kg | 318950.1223 | 462.77 | 147600548.0902
c | Tes Kubus Beton (15x15x15) cm³ | bh | 4 | 387825 | 1551300 |  |  | c | Tes Kubus Beton (15x15x15) cm³ | bh | 4 | 387825 | 1551300 |  |  | c | Tes Kubus Beton (15x15x15) cm³ | bh | 4 | 387825 | 1551300 |  |  | c | Tes Kubus Beton (15x15x15) cm³ | bh | 4 | 387825 | 1551300
d | Penyetelan stub (besi kaki) tower | kg | 150.936 | 3758.6985 | 567322.91 |  |  | d | Penyetelan stub (besi kaki) tower | kg | 239.616 | 3758.6985 | 900644.289 |  |  | d | Pengadaan & Penyetelan stub (besi kaki) tower | kg | 311.472 | 3758.6985 | 1170729.3252 |  |  | d | Pengadaan & Penyetelan stub (besi kaki) tower | kg | 403.176 | 3758.6985 | 1515417.0083
e | Pemasangan grounding dan perlengkapannya | set | 1 | 855127 | 855127 |  |  | e | Pemasangan grounding dan perlengkapannya | set | 1 | 855127 | 855127 |  |  | e | Pemasangan grounding dan perlengkapannya | set | 1 | 855127 | 855127 |  |  | e | Pemasangan grounding dan perlengkapannya | set | 1 | 855127 | 855127
f | Pengujian grounding dan perlengkapannya | set | 1 | 674025 | 674025 |  |  | f | Pengujian grounding dan perlengkapannya | set | 1 | 674025 | 674025 |  |  | f | Pengujian grounding dan perlengkapannya | set | 1 | 674025 | 674025 |  |  | f | Pengujian grounding dan perlengkapannya | set | 1 | 674025 | 674025
| TOTAL PONDASI CLASS 6 (15 m, 6 PILE) |  |  |  | 617397148.6197 |  |  |  | TOTAL PONDASI CLASS 6 (15 m, 6 PILE) |  |  |  | 617730469.9987 |  |  |  | TOTAL PONDASI CLASS 6 (15 m, 6 PILE) |  |  |  | 618000555.0349 |  |  |  | TOTAL PONDASI CLASS 6 (15 m, 6 PILE) |  |  |  | 618345242.718
Type Tower : AA |  | 6 | [5 empty] | Type Tower : Bb |  | 6 | [5 empty] | Type Tower : Cc | [7 empty] | Type Tower : Dd/DDR
| PONDASI: Class 6 - Concrete Pile 16 m 6 pile | [7 empty] | PONDASI: Class 6 - Concrete Pile 16 m 6 pile | [7 empty] | PONDASI: Class 6 - Concrete Pile 16 m 6 Pile | [7 empty] | PONDASI: Class 6 - Concrete Pile 16 m 6 Pile
1 | Pekerjaan Tanah | [6 empty] | 1 | Pekerjaan Tanah | [6 empty] | 1 | Pekerjaan Tanah | [6 empty] | 1 | Pekerjaan Tanah
a | Galian tanah | m³ | 72.5 | 102390.75 | 7423329.375 |  |  | a | Galian tanah | m³ | 72.5 | 102390.75 | 7423329.375 |  |  | a | Galian tanah | m³ | 72.5 | 102390.75 | 7423329.375 |  |  | a | Galian tanah | m³ | 72.5 | 102390.75 | 7423329.375
b | Urugan kembali | m³ | 30.56 | 62462.95 | 1908867.752 |  |  | b | Urugan kembali | m³ | 30.56 | 62462.95 | 1908867.752 |  |  | b | Urugan kembali | m³ | 30.56 | 62462.95 | 1908867.752 |  |  | b | Urugan kembali | m³ | 30.56 | 62462.95 | 1908867.752
c | Pengeboran | m' | 384 | 52230.6125 | 20056555.2 |  |  | c | Pengeboran | m' | 384 | 52230.6125 | 20056555.2 |  |  | c | Pengeboran | m' | 384 | 52230.6125 | 20056555.2 |  |  | c | Pengeboran | m' | 384 | 52230.6125 | 20056555.2
2 | Pekerjaan Beton |  |  |  |  | BJ |  | 2 | Pekerjaan Beton |  |  |  |  | BJ |  | 2 | Pekerjaan Beton |  |  |  |  | BJ |  | 2 | Pekerjaan Beton |  |  |  |  | BJ
a | Urugan pasir, t = 10 cm | m³ | 5.4 | 404738.95 | 2185590.33 | 1400 | 7560 | a | Urugan pasir, t = 10 cm | m³ | 5.4 | 404738.95 | 2185590.33 | 1400 | 7560 | a | Urugan pasir, t = 10 cm | m³ | 5.4 | 404738.95 | 2185590.33 | 1400 | 7560 | a | Urugan pasir, t = 10 cm | m³ | 5.4 | 404738.95 | 2185590.33 | 1400 | 7560
b | Beton 1 : 3 : 5, leveling ( t = 5 cm ) | m³ | 2.7 | 710224.7079 | 1917606.7114 | 2200 | 5940 | b | Beton 1 : 3 : 5, leveling ( t = 5 cm ) | m³ | 2.7 | 710224.7079 | 1917606.7114 | 2200 | 5940 | b | Beton 1 : 3 : 5, leveling ( t = 5 cm ) | m³ | 2.7 | 710224.7079 | 1917606.7114 | 2200 | 5940 | b | Beton 1 : 3 : 5, leveling ( t = 5 cm ) | m³ | 2.7 | 710224.7079 | 1917606.7114 | 2200 | 5940
c | Beton K 225 (Pad & Chimney) | m³ | 33.84 | 1115864.6138 | 37760858.5313 | 2400 | 81216 | c | Beton K 225 (Pad & Chimney) | m³ | 33.84 | 1115864.6138 | 37760858.5313 | 2400 | 81216 | c | Beton K 225 (Pad & Chimney) | m³ | 33.84 | 1115864.6138 | 37760858.5313 | 2400 | 81216 | c | Beton K 225 (Pad & Chimney) | m³ | 33.84 | 1115864.6138 | 37760858.5313 | 2400 | 81216
d | Beton K 175 (bore pile) | m³ | 101.1497 | 1057576.2424 | 106973534.7522 | 2200 | 222529.3714 | d | Beton K 175 (bore pile) | m³ | 101.1497 | 1057576.2424 | 106973534.7522 | 2200 | 222529.3714 | d | Beton K 175 (bore pile) | m³ | 101.1497 | 1057576.2424 | 106973534.7522 | 2200 | 222529.3714 | d | Beton K 175 (bore pile) | m³ | 101.1497 | 1057576.2424 | 106973534.7522 | 2200 | 222529.3714
e | Besi beton | kg | 15634.968 | 19478.0394 | 304538521.94 | 1 | 15634.968 | e | Besi beton | kg | 15634.968 | 19478.0394 | 304538521.94 | 1 | 15634.968 | e | Besi beton | kg | 15634.968 | 19478.0394 | 304538521.94 | 1 | 15634.968 | e | Besi beton | kg | 15634.968 | 19478.0394 | 304538521.94 | 1 | 15634.968
f | Cetakan | m² | 45.6 | 145812.67 | 6649057.752 | 40 | 1824 | f | Cetakan | m² | 45.6 | 145812.67 | 6649057.752 | 40 | 1824 | f | Cetakan | m² | 45.6 | 145812.67 | 6649057.752 | 40 | 1824 | f | Cetakan | m² | 45.6 | 145812.67 | 6649057.752 | 40 | 1824
g | Pre-cast block ukuran 20 x 20 x 10 (cm) | bh | 4 | 100000 | 400000 | 2.5 | 10 | g | Pre-cast block ukuran 20 x 20 x 10 (cm) | bh | 4 | 100000 | 400000 | 2.5 | 10 | g | Pre-cast block ukuran 20 x 20 x 10 (cm) | bh | 4 | 100000 | 400000 | 2.5 | 10 | g | Pre-cast block ukuran 20 x 20 x 10 (cm) | bh | 4 | 100000 | 400000 | 2.5 | 10
[7 empty] | 334704.3394 | [7 empty] | 334704.3394 | [7 empty] | 334704.3394 | [7 empty] | 334704.3394
3 | Pekerjaan Lain-lain | [6 empty] | 3 | Pekerjaan Lain-lain | [6 empty] | 3 | Pekerjaan Lain-lain | [6 empty] | 3 | Pekerjaan Lain-lain
a | Pembuatan dan Pemasangan Patok Beton Batas Tanah | bh | 4 | 181849.04 | 727396.16 |  |  | a | Pembuatan dan Pemasangan Patok Beton Batas Tanah | bh | 4 | 181849.04 | 727396.16 |  |  | a | Pembuatan dan Pemasangan Patok Beton Batas Tanah | bh | 4 | 181849.04 | 727396.16 |  |  | a | Pembuatan dan Pemasangan Patok Beton Batas Tanah | bh | 4 | 181849.04 | 727396.16
b | Transport Material Pondasi ke Lokasi Tower | kg | 334704.3394 | 462.77 | 154891127.1574 |  |  | b | Transport Material Pondasi ke Lokasi Tower | kg | 334704.3394 | 462.77 | 154891127.1574 |  |  | b | Transport Material Pondasi ke Lokasi Tower | kg | 334704.3394 | 462.77 | 154891127.1574 |  |  | b | Transport Material Pondasi ke Lokasi Tower | kg | 334704.3394 | 462.77 | 154891127.1574
c | Tes Kubus Beton (15x15x15) cm³ | bh | 4 | 387825 | 1551300 |  |  | c | Tes Kubus Beton (15x15x15) cm³ | bh | 4 | 387825 | 1551300 |  |  | c | Tes Kubus Beton (15x15x15) cm³ | bh | 4 | 387825 | 1551300 |  |  | c | Tes Kubus Beton (15x15x15) cm³ | bh | 4 | 387825 | 1551300
d | Penyetelan stub (besi kaki) tower | kg | 150.936 | 3758.6985 | 567322.91 |  |  | d | Penyetelan stub (besi kaki) tower | kg | 239.616 | 3758.6985 | 900644.289 |  |  | d | Pengadaan & Penyetelan stub (besi kaki) tower | kg | 311.472 | 3758.6985 | 1170729.3252 |  |  | d | Pengadaan & Penyetelan stub (besi kaki) tower | kg | 403.176 | 3758.6985 | 1515417.0083
e | Pemasangan grounding dan perlengkapannya | set | 1 | 855127 | 855127 |  |  | e | Pemasangan grounding dan perlengkapannya | set | 1 | 855127 | 855127 |  |  | e | Pemasangan grounding dan perlengkapannya | set | 1 | 855127 | 855127 |  |  | e | Pemasangan grounding dan perlengkapannya | set | 1 | 855127 | 855127
f | Pengujian grounding dan perlengkapannya | set | 1 | 674025 | 674025 |  |  | f | Pengujian grounding dan perlengkapannya | set | 1 | 674025 | 674025 |  |  | f | Pengujian grounding dan perlengkapannya | set | 1 | 674025 | 674025 |  |  | f | Pengujian grounding dan perlengkapannya | set | 1 | 674025 | 674025
| TOTAL PONDASI CLASS 6 (16 m, 6 PILE) |  |  |  | 649080220.5713 |  |  |  | TOTAL PONDASI CLASS 6 (16 m, 6 PILE) |  |  |  | 649413541.9503 |  |  |  | TOTAL PONDASI CLASS 6 (16 m, 6 PILE) |  |  |  | 649683626.9865 |  |  |  | TOTAL PONDASI CLASS 6 (16 m, 6 PILE) |  |  |  | 650028314.6696
Type Tower : AA |  | 6 | [5 empty] | Type Tower : Bb |  | 6 | [5 empty] | Type Tower : Cc | [7 empty] | Type Tower : Dd/DDR
| PONDASI: Class 6 - Concrete Pile 17 m 6 pile | [7 empty] | PONDASI: Class 6 - Concrete Pile 17 m 6 pile | [7 empty] | PONDASI: Class 6 - Concrete Pile 17 m 6 Pile | [7 empty] | PONDASI: Class 6 - Concrete Pile 17 m 6 Pile
1 | Pekerjaan Tanah | [6 empty] | 1 | Pekerjaan Tanah | [6 empty] | 1 | Pekerjaan Tanah | [6 empty] | 1 | Pekerjaan Tanah
a | Galian tanah | m³ | 72.5 | 102390.75 | 7423329.375 |  |  | a | Galian tanah | m³ | 72.5 | 102390.75 | 7423329.375 |  |  | a | Galian tanah | m³ | 72.5 | 102390.75 | 7423329.375 |  |  | a | Galian tanah | m³ | 72.5 | 102390.75 | 7423329.375
b | Urugan kembali | m³ | 30.56 | 62462.95 | 1908867.752 |  |  | b | Urugan kembali | m³ | 30.56 | 62462.95 | 1908867.752 |  |  | b | Urugan kembali | m³ | 30.56 | 62462.95 | 1908867.752 |  |  | b | Urugan kembali | m³ | 30.56 | 62462.95 | 1908867.752
c | Pengeboran | m' | 408 | 52230.6125 | 21310089.9 |  |  | c | Pengeboran | m' | 408 | 52230.6125 | 21310089.9 |  |  | c | Pengeboran | m' | 408 | 52230.6125 | 21310089.9 |  |  | c | Pengeboran | m' | 408 | 52230.6125 | 21310089.9
2 | Pekerjaan Beton |  |  |  |  | BJ |  | 2 | Pekerjaan Beton |  |  |  |  | BJ |  | 2 | Pekerjaan Beton |  |  |  |  | BJ |  | 2 | Pekerjaan Beton |  |  |  |  | BJ
a | Urugan pasir, t = 10 cm | m³ | 5.4 | 404738.95 | 2185590.33 | 1400 | 7560 | a | Urugan pasir, t = 10 cm | m³ | 5.4 | 404738.95 | 2185590.33 | 1400 | 7560 | a | Urugan pasir, t = 10 cm | m³ | 5.4 | 404738.95 | 2185590.33 | 1400 | 7560 | a | Urugan pasir, t = 10 cm | m³ | 5.4 | 404738.95 | 2185590.33 | 1400 | 7560
b | Beton 1 : 3 : 5, leveling ( t = 5 cm ) | m³ | 2.7 | 710224.7079 | 1917606.7114 | 2200 | 5940 | b | Beton 1 : 3 : 5, leveling ( t = 5 cm ) | m³ | 2.7 | 710224.7079 | 1917606.7114 | 2200 | 5940 | b | Beton 1 : 3 : 5, leveling ( t = 5 cm ) | m³ | 2.7 | 710224.7079 | 1917606.7114 | 2200 | 5940 | b | Beton 1 : 3 : 5, leveling ( t = 5 cm ) | m³ | 2.7 | 710224.7079 | 1917606.7114 | 2200 | 5940
c | Beton K 225 (Pad & Chimney) | m³ | 33.84 | 1115864.6138 | 37760858.5313 | 2400 | 81216 | c | Beton K 225 (Pad & Chimney) | m³ | 33.84 | 1115864.6138 | 37760858.5313 | 2400 | 81216 | c | Beton K 225 (Pad & Chimney) | m³ | 33.84 | 1115864.6138 | 37760858.5313 | 2400 | 81216 | c | Beton K 225 (Pad & Chimney) | m³ | 33.84 | 1115864.6138 | 37760858.5313 | 2400 | 81216
d | Beton K 175 (bore pile) | m³ | 107.9383 | 1057576.2424 | 114152966.6148 | 2200 | 237464.2286 | d | Beton K 175 (bore pile) | m³ | 107.9383 | 1057576.2424 | 114152966.6148 | 2200 | 237464.2286 | d | Beton K 175 (bore pile) | m³ | 107.9383 | 1057576.2424 | 114152966.6148 | 2200 | 237464.2286 | d | Beton K 175 (bore pile) | m³ | 107.9383 | 1057576.2424 | 114152966.6148 | 2200 | 237464.2286
e | Besi beton | kg | 16454.616 | 19478.0394 | 320503657.9371 | 1 | 16454.616 | e | Besi beton | kg | 16454.616 | 19478.0394 | 320503657.9371 | 1 | 16454.616 | e | Besi beton | kg | 16454.616 | 19478.0394 | 320503657.9371 | 1 | 16454.616 | e | Besi beton | kg | 16454.616 | 19478.0394 | 320503657.9371 | 1 | 16454.616
f | Cetakan | m² | 45.6 | 145812.67 | 6649057.752 | 40 | 1824 | f | Cetakan | m² | 45.6 | 145812.67 | 6649057.752 | 40 | 1824 | f | Cetakan | m² | 45.6 | 145812.67 | 6649057.752 | 40 | 1824 | f | Cetakan | m² | 45.6 | 145812.67 | 6649057.752 | 40 | 1824
g | Pre-cast block ukuran 20 x 20 x 10 (cm) | bh | 4 | 100000 | 400000 | 2.5 | 10 | g | Pre-cast block ukuran 20 x 20 x 10 (cm) | bh | 4 | 100000 | 400000 | 2.5 | 10 | g | Pre-cast block ukuran 20 x 20 x 10 (cm) | bh | 4 | 100000 | 400000 | 2.5 | 10 | g | Pre-cast block ukuran 20 x 20 x 10 (cm) | bh | 4 | 100000 | 400000 | 2.5 | 10
[7 empty] | 350458.8446 | [7 empty] | 350458.8446 | [7 empty] | 350458.8446 | [7 empty] | 350458.8446
3 | Pekerjaan Lain-lain | [6 empty] | 3 | Pekerjaan Lain-lain | [6 empty] | 3 | Pekerjaan Lain-lain | [6 empty] | 3 | Pekerjaan Lain-lain
a | Pembuatan dan Pemasangan Patok Beton Batas Tanah | bh | 4 | 181849.04 | 727396.16 |  |  | a | Pembuatan dan Pemasangan Patok Beton Batas Tanah | bh | 4 | 181849.04 | 727396.16 |  |  | a | Pembuatan dan Pemasangan Patok Beton Batas Tanah | bh | 4 | 181849.04 | 727396.16 |  |  | a | Pembuatan dan Pemasangan Patok Beton Batas Tanah | bh | 4 | 181849.04 | 727396.16
b | Transport Material Pondasi ke Lokasi Tower | kg | 350458.8446 | 462.77 | 162181839.5023 |  |  | b | Transport Material Pondasi ke Lokasi Tower | kg | 350458.8446 | 462.77 | 162181839.5023 |  |  | b | Transport Material Pondasi ke Lokasi Tower | kg | 350458.8446 | 462.77 | 162181839.5023 |  |  | b | Transport Material Pondasi ke Lokasi Tower | kg | 350458.8446 | 462.77 | 162181839.5023
c | Tes Kubus Beton (15x15x15) cm³ | bh | 4 | 387825 | 1551300 |  |  | c | Tes Kubus Beton (15x15x15) cm³ | bh | 4 | 387825 | 1551300 |  |  | c | Tes Kubus Beton (15x15x15) cm³ | bh | 4 | 387825 | 1551300 |  |  | c | Tes Kubus Beton (15x15x15) cm³ | bh | 4 | 387825 | 1551300
d | Penyetelan stub (besi kaki) tower | kg | 150.936 | 3758.6985 | 567322.91 |  |  | d | Penyetelan stub (besi kaki) tower | kg | 239.616 | 3758.6985 | 900644.289 |  |  | d | Pengadaan & Penyetelan stub (besi kaki) tower | kg | 311.472 | 3758.6985 | 1170729.3252 |  |  | d | Pengadaan & Penyetelan stub (besi kaki) tower | kg | 403.176 | 3758.6985 | 1515417.0083
e | Pemasangan grounding dan perlengkapannya | set | 1 | 855127 | 855127 |  |  | e | Pemasangan grounding dan perlengkapannya | set | 1 | 855127 | 855127 |  |  | e | Pemasangan grounding dan perlengkapannya | set | 1 | 855127 | 855127 |  |  | e | Pemasangan grounding dan perlengkapannya | set | 1 | 855127 | 855127
f | Pengujian grounding dan perlengkapannya | set | 1 | 674025 | 674025 |  |  | f | Pengujian grounding dan perlengkapannya | set | 1 | 674025 | 674025 |  |  | f | Pengujian grounding dan perlengkapannya | set | 1 | 674025 | 674025 |  |  | f | Pengujian grounding dan perlengkapannya | set | 1 | 674025 | 674025
| TOTAL PONDASI CLASS 6 (17 m, 6 PILE) |  |  |  | 680769035.476 |  |  |  | TOTAL PONDASI CLASS 6 (17 m, 6 PILE) |  |  |  | 681102356.8549 |  |  |  | TOTAL PONDASI CLASS 6 (17 m, 6 PILE) |  |  |  | 681372441.8911 |  |  |  | TOTAL PONDASI CLASS 6 (17 m, 6 PILE) |  |  |  | 681717129.5742
Type Tower : AA |  | 6 | [5 empty] | Type Tower : Bb |  | 6 | [5 empty] | Type Tower : Cc | [7 empty] | Type Tower : Dd/DDR
| PONDASI: Class 6 - Concrete Pile 18 m 6 pile | [7 empty] | PONDASI: Class 6 - Concrete Pile 18 m 6 pile | [7 empty] | PONDASI: Class 6 - Concrete Pile 18 m 6 Pile | [7 empty] | PONDASI: Class 6 - Concrete Pile 18 m 6 Pile
1 | Pekerjaan Tanah | [6 empty] | 1 | Pekerjaan Tanah | [6 empty] | 1 | Pekerjaan Tanah | [6 empty] | 1 | Pekerjaan Tanah
a | Galian tanah | m³ | 72.5 | 102390.75 | 7423329.375 |  |  | a | Galian tanah | m³ | 72.5 | 102390.75 | 7423329.375 |  |  | a | Galian tanah | m³ | 72.5 | 102390.75 | 7423329.375 |  |  | a | Galian tanah | m³ | 72.5 | 102390.75 | 7423329.375
b | Urugan kembali | m³ | 30.56 | 62462.95 | 1908867.752 |  |  | b | Urugan kembali | m³ | 30.56 | 62462.95 | 1908867.752 |  |  | b | Urugan kembali | m³ | 30.56 | 62462.95 | 1908867.752 |  |  | b | Urugan kembali | m³ | 30.56 | 62462.95 | 1908867.752
c | Pengeboran | m' | 432 | 52230.6125 | 22563624.6 |  |  | c | Pengeboran | m' | 432 | 52230.6125 | 22563624.6 |  |  | c | Pengeboran | m' | 432 | 52230.6125 | 22563624.6 |  |  | c | Pengeboran | m' | 432 | 52230.6125 | 22563624.6
2 | Pekerjaan Beton |  |  |  |  | BJ |  | 2 | Pekerjaan Beton |  |  |  |  | BJ |  | 2 | Pekerjaan Beton |  |  |  |  | BJ |  | 2 | Pekerjaan Beton |  |  |  |  | BJ
a | Urugan pasir, t = 10 cm | m³ | 5.4 | 404738.95 | 2185590.33 | 1400 | 7560 | a | Urugan pasir, t = 10 cm | m³ | 5.4 | 404738.95 | 2185590.33 | 1400 | 7560 | a | Urugan pasir, t = 10 cm | m³ | 5.4 | 404738.95 | 2185590.33 | 1400 | 7560 | a | Urugan pasir, t = 10 cm | m³ | 5.4 | 404738.95 | 2185590.33 | 1400 | 7560
b | Beton 1 : 3 : 5, leveling ( t = 5 cm ) | m³ | 2.7 | 710224.7079 | 1917606.7114 | 2200 | 5940 | b | Beton 1 : 3 : 5, leveling ( t = 5 cm ) | m³ | 2.7 | 710224.7079 | 1917606.7114 | 2200 | 5940 | b | Beton 1 : 3 : 5, leveling ( t = 5 cm ) | m³ | 2.7 | 710224.7079 | 1917606.7114 | 2200 | 5940 | b | Beton 1 : 3 : 5, leveling ( t = 5 cm ) | m³ | 2.7 | 710224.7079 | 1917606.7114 | 2200 | 5940
c | Beton K 225 (Pad & Chimney) | m³ | 33.84 | 1115864.6138 | 37760858.5313 | 2400 | 81216 | c | Beton K 225 (Pad & Chimney) | m³ | 33.84 | 1115864.6138 | 37760858.5313 | 2400 | 81216 | c | Beton K 225 (Pad & Chimney) | m³ | 33.84 | 1115864.6138 | 37760858.5313 | 2400 | 81216 | c | Beton K 225 (Pad & Chimney) | m³ | 33.84 | 1115864.6138 | 37760858.5313 | 2400 | 81216
d | Beton K 175 (bore pile) | m³ | 114.7269 | 1057576.2424 | 121332398.4773 | 2200 | 252399.0857 | d | Beton K 175 (bore pile) | m³ | 114.7269 | 1057576.2424 | 121332398.4773 | 2200 | 252399.0857 | d | Beton K 175 (bore pile) | m³ | 114.7269 | 1057576.2424 | 121332398.4773 | 2200 | 252399.0857 | d | Beton K 175 (bore pile) | m³ | 114.7269 | 1057576.2424 | 121332398.4773 | 2200 | 252399.0857
e | Besi beton | kg | 17274.264 | 19478.0394 | 336468793.9343 | 1 | 17274.264 | e | Besi beton | kg | 17274.264 | 19478.0394 | 336468793.9343 | 1 | 17274.264 | e | Besi beton | kg | 17274.264 | 19478.0394 | 336468793.9343 | 1 | 17274.264 | e | Besi beton | kg | 17274.264 | 19478.0394 | 336468793.9343 | 1 | 17274.264
f | Cetakan | m² | 45.6 | 145812.67 | 6649057.752 | 40 | 1824 | f | Cetakan | m² | 45.6 | 145812.67 | 6649057.752 | 40 | 1824 | f | Cetakan | m² | 45.6 | 145812.67 | 6649057.752 | 40 | 1824 | f | Cetakan | m² | 45.6 | 145812.67 | 6649057.752 | 40 | 1824
g | Pre-cast block ukuran 20 x 20 x 10 (cm) | bh | 4 | 100000 | 400000 | 2.5 | 10 | g | Pre-cast block ukuran 20 x 20 x 10 (cm) | bh | 4 | 100000 | 400000 | 2.5 | 10 | g | Pre-cast block ukuran 20 x 20 x 10 (cm) | bh | 4 | 100000 | 400000 | 2.5 | 10 | g | Pre-cast block ukuran 20 x 20 x 10 (cm) | bh | 4 | 100000 | 400000 | 2.5 | 10
[7 empty] | 366213.3497 | [7 empty] | 366213.3497 | [7 empty] | 366213.3497 | [7 empty] | 366213.3497
3 | Pekerjaan Lain-lain | [6 empty] | 3 | Pekerjaan Lain-lain | [6 empty] | 3 | Pekerjaan Lain-lain | [6 empty] | 3 | Pekerjaan Lain-lain
a | Pembuatan dan Pemasangan Patok Beton Batas Tanah | bh | 4 | 181849.04 | 727396.16 |  |  | a | Pembuatan dan Pemasangan Patok Beton Batas Tanah | bh | 4 | 181849.04 | 727396.16 |  |  | a | Pembuatan dan Pemasangan Patok Beton Batas Tanah | bh | 4 | 181849.04 | 727396.16 |  |  | a | Pembuatan dan Pemasangan Patok Beton Batas Tanah | bh | 4 | 181849.04 | 727396.16
b | Transport Material Pondasi ke Lokasi Tower | kg | 366213.3497 | 462.77 | 169472551.8473 |  |  | b | Transport Material Pondasi ke Lokasi Tower | kg | 366213.3497 | 462.77 | 169472551.8473 |  |  | b | Transport Material Pondasi ke Lokasi Tower | kg | 366213.3497 | 462.77 | 169472551.8473 |  |  | b | Transport Material Pondasi ke Lokasi Tower | kg | 366213.3497 | 462.77 | 169472551.8473
c | Tes Kubus Beton (15x15x15) cm³ | bh | 4 | 387825 | 1551300 |  |  | c | Tes Kubus Beton (15x15x15) cm³ | bh | 4 | 387825 | 1551300 |  |  | c | Tes Kubus Beton (15x15x15) cm³ | bh | 4 | 387825 | 1551300 |  |  | c | Tes Kubus Beton (15x15x15) cm³ | bh | 4 | 387825 | 1551300
d | Penyetelan stub (besi kaki) tower | kg | 150.936 | 3758.6985 | 567322.91 |  |  | d | Penyetelan stub (besi kaki) tower | kg | 239.616 | 3758.6985 | 900644.289 |  |  | d | Pengadaan & Penyetelan stub (besi kaki) tower | kg | 311.472 | 3758.6985 | 1170729.3252 |  |  | d | Pengadaan & Penyetelan stub (besi kaki) tower | kg | 403.176 | 3758.6985 | 1515417.0083
e | Pemasangan grounding dan perlengkapannya | set | 1 | 855127 | 855127 |  |  | e | Pemasangan grounding dan perlengkapannya | set | 1 | 855127 | 855127 |  |  | e | Pemasangan grounding dan perlengkapannya | set | 1 | 855127 | 855127 |  |  | e | Pemasangan grounding dan perlengkapannya | set | 1 | 855127 | 855127
f | Pengujian grounding dan perlengkapannya | set | 1 | 674025 | 674025 |  |  | f | Pengujian grounding dan perlengkapannya | set | 1 | 674025 | 674025 |  |  | f | Pengujian grounding dan perlengkapannya | set | 1 | 674025 | 674025 |  |  | f | Pengujian grounding dan perlengkapannya | set | 1 | 674025 | 674025
| TOTAL PONDASI CLASS 6 (18 m, 6 PILE) |  |  |  | 712457850.3806 |  |  |  | TOTAL PONDASI CLASS 6 (18 m, 6 PILE) |  |  |  | 712791171.7596 |  |  |  | TOTAL PONDASI CLASS 6 (18 m, 6 PILE) |  |  |  | 713061256.7958 |  |  |  | TOTAL PONDASI CLASS 6 (18 m, 6 PILE) |  |  |  | 713405944.4789
Type Tower : AA |  | 6 | [5 empty] | Type Tower : Bb |  | 6 | [5 empty] | Type Tower : Cc | [7 empty] | Type Tower : Dd/DDR
| PONDASI: Class 6 - Concrete Pile 19 m 6 pile | [7 empty] | PONDASI: Class 6 - Concrete Pile 19 m 6 pile | [7 empty] | PONDASI: Class 6 - Concrete Pile 19 m 6 Pile | [7 empty] | PONDASI: Class 6 - Concrete Pile 19 m 6 Pile
1 | Pekerjaan Tanah | [6 empty] | 1 | Pekerjaan Tanah | [6 empty] | 1 | Pekerjaan Tanah | [6 empty] | 1 | Pekerjaan Tanah
a | Galian tanah | m³ | 72.5 | 102390.75 | 7423329.375 |  |  | a | Galian tanah | m³ | 72.5 | 102390.75 | 7423329.375 |  |  | a | Galian tanah | m³ | 72.5 | 102390.75 | 7423329.375 |  |  | a | Galian tanah | m³ | 72.5 | 102390.75 | 7423329.375
b | Urugan kembali | m³ | 30.56 | 62462.95 | 1908867.752 |  |  | b | Urugan kembali | m³ | 30.56 | 62462.95 | 1908867.752 |  |  | b | Urugan kembali | m³ | 30.56 | 62462.95 | 1908867.752 |  |  | b | Urugan kembali | m³ | 30.56 | 62462.95 | 1908867.752
c | Pengeboran | m' | 456 | 52230.6125 | 23817159.3 |  |  | c | Pengeboran | m' | 456 | 52230.6125 | 23817159.3 |  |  | c | Pengeboran | m' | 456 | 52230.6125 | 23817159.3 |  |  | c | Pengeboran | m' | 456 | 52230.6125 | 23817159.3
2 | Pekerjaan Beton |  |  |  |  | BJ |  | 2 | Pekerjaan Beton |  |  |  |  | BJ |  | 2 | Pekerjaan Beton |  |  |  |  | BJ |  | 2 | Pekerjaan Beton |  |  |  |  | BJ
a | Urugan pasir, t = 10 cm | m³ | 5.4 | 404738.95 | 2185590.33 | 1400 | 7560 | a | Urugan pasir, t = 10 cm | m³ | 5.4 | 404738.95 | 2185590.33 | 1400 | 7560 | a | Urugan pasir, t = 10 cm | m³ | 5.4 | 404738.95 | 2185590.33 | 1400 | 7560 | a | Urugan pasir, t = 10 cm | m³ | 5.4 | 404738.95 | 2185590.33 | 1400 | 7560
b | Beton 1 : 3 : 5, leveling ( t = 5 cm ) | m³ | 2.7 | 710224.7079 | 1917606.7114 | 2200 | 5940 | b | Beton 1 : 3 : 5, leveling ( t = 5 cm ) | m³ | 2.7 | 710224.7079 | 1917606.7114 | 2200 | 5940 | b | Beton 1 : 3 : 5, leveling ( t = 5 cm ) | m³ | 2.7 | 710224.7079 | 1917606.7114 | 2200 | 5940 | b | Beton 1 : 3 : 5, leveling ( t = 5 cm ) | m³ | 2.7 | 710224.7079 | 1917606.7114 | 2200 | 5940
c | Beton K 225 (Pad & Chimney) | m³ | 33.84 | 1115864.6138 | 37760858.5313 | 2400 | 81216 | c | Beton K 225 (Pad & Chimney) | m³ | 33.84 | 1115864.6138 | 37760858.5313 | 2400 | 81216 | c | Beton K 225 (Pad & Chimney) | m³ | 33.84 | 1115864.6138 | 37760858.5313 | 2400 | 81216 | c | Beton K 225 (Pad & Chimney) | m³ | 33.84 | 1115864.6138 | 37760858.5313 | 2400 | 81216
d | Beton K 175 (bore pile) | m³ | 121.5154 | 1057576.2424 | 128511830.3399 | 2200 | 267333.9429 | d | Beton K 175 (bore pile) | m³ | 121.5154 | 1057576.2424 | 128511830.3399 | 2200 | 267333.9429 | d | Beton K 175 (bore pile) | m³ | 121.5154 | 1057576.2424 | 128511830.3399 | 2200 | 267333.9429 | d | Beton K 175 (bore pile) | m³ | 121.5154 | 1057576.2424 | 128511830.3399 | 2200 | 267333.9429
e | Besi beton | kg | 18093.624 | 19478.0394 | 352428320.2561 | 1 | 18093.624 | e | Besi beton | kg | 18093.624 | 19478.0394 | 352428320.2561 | 1 | 18093.624 | e | Besi beton | kg | 18093.624 | 19478.0394 | 352428320.2561 | 1 | 18093.624 | e | Besi beton | kg | 18093.624 | 19478.0394 | 352428320.2561 | 1 | 18093.624
f | Cetakan | m² | 45.6 | 145812.67 | 6649057.752 | 40 | 1824 | f | Cetakan | m² | 45.6 | 145812.67 | 6649057.752 | 40 | 1824 | f | Cetakan | m² | 45.6 | 145812.67 | 6649057.752 | 40 | 1824 | f | Cetakan | m² | 45.6 | 145812.67 | 6649057.752 | 40 | 1824
g | Pre-cast block ukuran 20 x 20 x 10 (cm) | bh | 4 | 100000 | 400000 | 2.5 | 10 | g | Pre-cast block ukuran 20 x 20 x 10 (cm) | bh | 4 | 100000 | 400000 | 2.5 | 10 | g | Pre-cast block ukuran 20 x 20 x 10 (cm) | bh | 4 | 100000 | 400000 | 2.5 | 10 | g | Pre-cast block ukuran 20 x 20 x 10 (cm) | bh | 4 | 100000 | 400000 | 2.5 | 10
[7 empty] | 381967.5669 | [7 empty] | 381967.5669 | [7 empty] | 381967.5669 | [7 empty] | 381967.5669
3 | Pekerjaan Lain-lain | [6 empty] | 3 | Pekerjaan Lain-lain | [6 empty] | 3 | Pekerjaan Lain-lain | [6 empty] | 3 | Pekerjaan Lain-lain
a | Pembuatan dan Pemasangan Patok Beton Batas Tanah | bh | 4 | 181849.04 | 727396.16 |  |  | a | Pembuatan dan Pemasangan Patok Beton Batas Tanah | bh | 4 | 181849.04 | 727396.16 |  |  | a | Pembuatan dan Pemasangan Patok Beton Batas Tanah | bh | 4 | 181849.04 | 727396.16 |  |  | a | Pembuatan dan Pemasangan Patok Beton Batas Tanah | bh | 4 | 181849.04 | 727396.16
b | Transport Material Pondasi ke Lokasi Tower | kg | 381967.5669 | 462.77 | 176763130.9145 |  |  | b | Transport Material Pondasi ke Lokasi Tower | kg | 381967.5669 | 462.77 | 176763130.9145 |  |  | b | Transport Material Pondasi ke Lokasi Tower | kg | 381967.5669 | 462.77 | 176763130.9145 |  |  | b | Transport Material Pondasi ke Lokasi Tower | kg | 381967.5669 | 462.77 | 176763130.9145
c | Tes Kubus Beton (15x15x15) cm³ | bh | 4 | 387825 | 1551300 |  |  | c | Tes Kubus Beton (15x15x15) cm³ | bh | 4 | 387825 | 1551300 |  |  | c | Tes Kubus Beton (15x15x15) cm³ | bh | 4 | 387825 | 1551300 |  |  | c | Tes Kubus Beton (15x15x15) cm³ | bh | 4 | 387825 | 1551300
d | Penyetelan stub (besi kaki) tower | kg | 150.936 | 3758.6985 | 567322.91 |  |  | d | Penyetelan stub (besi kaki) tower | kg | 239.616 | 3758.6985 | 900644.289 |  |  | d | Pengadaan & Penyetelan stub (besi kaki) tower | kg | 311.472 | 3758.6985 | 1170729.3252 |  |  | d | Pengadaan & Penyetelan stub (besi kaki) tower | kg | 403.176 | 3758.6985 | 1515417.0083
e | Pemasangan grounding dan perlengkapannya | set | 1 | 855127 | 855127 |  |  | e | Pemasangan grounding dan perlengkapannya | set | 1 | 855127 | 855127 |  |  | e | Pemasangan grounding dan perlengkapannya | set | 1 | 855127 | 855127 |  |  | e | Pemasangan grounding dan perlengkapannya | set | 1 | 855127 | 855127
f | Pengujian grounding dan perlengkapannya | set | 1 | 674025 | 674025 |  |  | f | Pengujian grounding dan perlengkapannya | set | 1 | 674025 | 674025 |  |  | f | Pengujian grounding dan perlengkapannya | set | 1 | 674025 | 674025 |  |  | f | Pengujian grounding dan perlengkapannya | set | 1 | 674025 | 674025
| TOTAL PONDASI CLASS 6 (19 m, 6 PILE) |  |  |  | 744140922.3322 |  |  |  | TOTAL PONDASI CLASS 6 (19 m, 6 PILE) |  |  |  | 744474243.7112 |  |  |  | TOTAL PONDASI CLASS 6 (19 m, 6 PILE) |  |  |  | 744744328.7474 |  |  |  | TOTAL PONDASI CLASS 6 (19 m, 6 PILE) |  |  |  | 745089016.4305
Type Tower : AA |  | 6 | [5 empty] | Type Tower : Bb |  | 6 | [5 empty] | Type Tower : Cc | [7 empty] | Type Tower : Dd/DDR
| PONDASI: Class 6 - Concrete Pile 20 m 6 pile | [7 empty] | PONDASI: Class 6 - Concrete Pile 20 m 6 pile | [7 empty] | PONDASI: Class 6 - Concrete Pile 20 m 6 Pile | [7 empty] | PONDASI: Class 6 - Concrete Pile 20 m 6 Pile
1 | Pekerjaan Tanah | [6 empty] | 1 | Pekerjaan Tanah | [6 empty] | 1 | Pekerjaan Tanah | [6 empty] | 1 | Pekerjaan Tanah
a | Galian tanah | m³ | 72.5 | 102390.75 | 7423329.375 |  |  | a | Galian tanah | m³ | 72.5 | 102390.75 | 7423329.375 |  |  | a | Galian tanah | m³ | 72.5 | 102390.75 | 7423329.375 |  |  | a | Galian tanah | m³ | 72.5 | 102390.75 | 7423329.375
b | Urugan kembali | m³ | 30.56 | 62462.95 | 1908867.752 |  |  | b | Urugan kembali | m³ | 30.56 | 62462.95 | 1908867.752 |  |  | b | Urugan kembali | m³ | 30.56 | 62462.95 | 1908867.752 |  |  | b | Urugan kembali | m³ | 30.56 | 62462.95 | 1908867.752
c | Pengeboran | m' | 480 | 52230.6125 | 25070694 |  |  | c | Pengeboran | m' | 480 | 52230.6125 | 25070694 |  |  | c | Pengeboran | m' | 480 | 52230.6125 | 25070694 |  |  | c | Pengeboran | m' | 480 | 52230.6125 | 25070694
2 | Pekerjaan Beton |  |  |  |  | BJ |  | 2 | Pekerjaan Beton |  |  |  |  | BJ |  | 2 | Pekerjaan Beton |  |  |  |  | BJ |  | 2 | Pekerjaan Beton |  |  |  |  | BJ
a | Urugan pasir, t = 10 cm | m³ | 5.4 | 404738.95 | 2185590.33 | 1400 | 7560 | a | Urugan pasir, t = 10 cm | m³ | 5.4 | 404738.95 | 2185590.33 | 1400 | 7560 | a | Urugan pasir, t = 10 cm | m³ | 5.4 | 404738.95 | 2185590.33 | 1400 | 7560 | a | Urugan pasir, t = 10 cm | m³ | 5.4 | 404738.95 | 2185590.33 | 1400 | 7560
b | Beton 1 : 3 : 5, leveling ( t = 5 cm ) | m³ | 2.7 | 710224.7079 | 1917606.7114 | 2200 | 5940 | b | Beton 1 : 3 : 5, leveling ( t = 5 cm ) | m³ | 2.7 | 710224.7079 | 1917606.7114 | 2200 | 5940 | b | Beton 1 : 3 : 5, leveling ( t = 5 cm ) | m³ | 2.7 | 710224.7079 | 1917606.7114 | 2200 | 5940 | b | Beton 1 : 3 : 5, leveling ( t = 5 cm ) | m³ | 2.7 | 710224.7079 | 1917606.7114 | 2200 | 5940
c | Beton K 225 (Pad & Chimney) | m³ | 33.84 | 1115864.6138 | 37760858.5313 | 2400 | 81216 | c | Beton K 225 (Pad & Chimney) | m³ | 33.84 | 1115864.6138 | 37760858.5313 | 2400 | 81216 | c | Beton K 225 (Pad & Chimney) | m³ | 33.84 | 1115864.6138 | 37760858.5313 | 2400 | 81216 | c | Beton K 225 (Pad & Chimney) | m³ | 33.84 | 1115864.6138 | 37760858.5313 | 2400 | 81216
d | Beton K 175 (bore pile) | m³ | 128.304 | 1057576.2424 | 135691262.2024 | 2200 | 282268.8 | d | Beton K 175 (bore pile) | m³ | 128.304 | 1057576.2424 | 135691262.2024 | 2200 | 282268.8 | d | Beton K 175 (bore pile) | m³ | 128.304 | 1057576.2424 | 135691262.2024 | 2200 | 282268.8 | d | Beton K 175 (bore pile) | m³ | 128.304 | 1057576.2424 | 135691262.2024 | 2200 | 282268.8
e | Besi beton | kg | 18913.272 | 19478.0394 | 368393456.2533 | 1 | 18913.272 | e | Besi beton | kg | 18913.272 | 19478.0394 | 368393456.2533 | 1 | 18913.272 | e | Besi beton | kg | 18913.272 | 19478.0394 | 368393456.2533 | 1 | 18913.272 | e | Besi beton | kg | 18913.272 | 19478.0394 | 368393456.2533 | 1 | 18913.272
f | Cetakan | m² | 45.6 | 145812.67 | 6649057.752 | 40 | 1824 | f | Cetakan | m² | 45.6 | 145812.67 | 6649057.752 | 40 | 1824 | f | Cetakan | m² | 45.6 | 145812.67 | 6649057.752 | 40 | 1824 | f | Cetakan | m² | 45.6 | 145812.67 | 6649057.752 | 40 | 1824
g | Pre-cast block ukuran 20 x 20 x 10 (cm) | bh | 4 | 100000 | 400000 | 2.5 | 10 | g | Pre-cast block ukuran 20 x 20 x 10 (cm) | bh | 4 | 100000 | 400000 | 2.5 | 10 | g | Pre-cast block ukuran 20 x 20 x 10 (cm) | bh | 4 | 100000 | 400000 | 2.5 | 10 | g | Pre-cast block ukuran 20 x 20 x 10 (cm) | bh | 4 | 100000 | 400000 | 2.5 | 10
[7 empty] | 397722.072 | [7 empty] | 397722.072 | [7 empty] | 397722.072 | [7 empty] | 397722.072
3 | Pekerjaan Lain-lain | [6 empty] | 3 | Pekerjaan Lain-lain | [6 empty] | 3 | Pekerjaan Lain-lain | [6 empty] | 3 | Pekerjaan Lain-lain
a | Pembuatan dan Pemasangan Patok Beton Batas Tanah | bh | 4 | 181849.04 | 727396.16 |  |  | a | Pembuatan dan Pemasangan Patok Beton Batas Tanah | bh | 4 | 181849.04 | 727396.16 |  |  | a | Pembuatan dan Pemasangan Patok Beton Batas Tanah | bh | 4 | 181849.04 | 727396.16 |  |  | a | Pembuatan dan Pemasangan Patok Beton Batas Tanah | bh | 4 | 181849.04 | 727396.16
b | Transport Material Pondasi ke Lokasi Tower | kg | 397722.072 | 462.77 | 184053843.2594 |  |  | b | Transport Material Pondasi ke Lokasi Tower | kg | 397722.072 | 462.77 | 184053843.2594 |  |  | b | Transport Material Pondasi ke Lokasi Tower | kg | 397722.072 | 462.77 | 184053843.2594 |  |  | b | Transport Material Pondasi ke Lokasi Tower | kg | 397722.072 | 462.77 | 184053843.2594
c | Tes Kubus Beton (15x15x15) cm³ | bh | 4 | 387825 | 1551300 |  |  | c | Tes Kubus Beton (15x15x15) cm³ | bh | 4 | 387825 | 1551300 |  |  | c | Tes Kubus Beton (15x15x15) cm³ | bh | 4 | 387825 | 1551300 |  |  | c | Tes Kubus Beton (15x15x15) cm³ | bh | 4 | 387825 | 1551300
d | Penyetelan stub (besi kaki) tower | kg | 150.936 | 3758.6985 | 567322.91 |  |  | d | Penyetelan stub (besi kaki) tower | kg | 239.616 | 3758.6985 | 900644.289 |  |  | d | Pengadaan & Penyetelan stub (besi kaki) tower | kg | 311.472 | 3758.6985 | 1170729.3252 |  |  | d | Pengadaan & Penyetelan stub (besi kaki) tower | kg | 403.176 | 3758.6985 | 1515417.0083
e | Pemasangan grounding dan perlengkapannya | set | 1 | 855127 | 855127 |  |  | e | Pemasangan grounding dan perlengkapannya | set | 1 | 855127 | 855127 |  |  | e | Pemasangan grounding dan perlengkapannya | set | 1 | 855127 | 855127 |  |  | e | Pemasangan grounding dan perlengkapannya | set | 1 | 855127 | 855127
f | Pengujian grounding dan perlengkapannya | set | 1 | 674025 | 674025 |  |  | f | Pengujian grounding dan perlengkapannya | set | 1 | 674025 | 674025 |  |  | f | Pengujian grounding dan perlengkapannya | set | 1 | 674025 | 674025 |  |  | f | Pengujian grounding dan perlengkapannya | set | 1 | 674025 | 674025
| TOTAL PONDASI CLASS 6 (20 m, 6 PILE) |  |  |  | 775829737.2369 |  |  |  | TOTAL PONDASI CLASS 6 (20 m, 6 PILE) |  |  |  | 776163058.6159 |  |  |  | TOTAL PONDASI CLASS 6 (20 m, 6 PILE) |  |  |  | 776433143.652 |  |  |  | TOTAL PONDASI CLASS 6 (20 m, 6 PILE) |  |  |  | 776777831.3352

## C3. Provisional Sum
BOQ
PEMBANGUNAN T/L 150 kV PASAMAN - SIMPANG EMPAT (SECTION 2)
2 CCT, ACSR 2 X 240/40 mm²
ITEM NO | URAIAN | SATUAN | VOLUME BOQ | HARGA SATUAN PENAWARAN | JUMLAH HARGA PENAWARAN | HARGA SATUAN PENAWARAN | JUMLAH HARGA PENAWARAN
1 | 2 | 3 | 4 | 5 | 6 = 4x5 | 7 | 8 = 4x7 |  | 1
III | ALOKASI BIAYA
A | PEKERJAAN INVESTIGASI TANAH
1 | Pekerjaan Persiapan
a | Mobilisasi dan Demobilisasi Peralatan ke/dari lokasi pekerjaan | Ls | 1 | 5000000 | 5000000 | 5000000 | 5000000
2 | Pekerjaan Investigasi Tanah
a | Pengujian menggunakan Dutch Cone Static Penetrometer test hingga kedalaman 20 m termasuk biaya mobilisasi dan demobilisasi serta pengangkutannya untuk alat DCSP dan peralatan lainnya diantara tapak tower, penyiapan laporan dan rekomendasi untuk desain pondasi | titik | 4 | 3025000 | 12100000 | 3025000 | 12100000
SUB-TOTAL III.A - PEKERJAAN INVESTIGASI TANAH |  |  |  |  | 17100000 |  | 17100000
B | PEKERJAAN PONDASI TOWER
1 | Pekerjaan Tanah
a | Pemasangan casing pada pekerjaan bore pile untuk tanah yang berpotensi mengalami keruntuhan diawal pengeboran hingga kedalaman maksimum - 4.00 meter untuk setiap titik pengeboran | Set | 122 | 360467.1875 | 43976996.875 | 360467.1875 | 43976996.875
2 | Pekerjaan Slope Proteksi
a | Pasangan batu kali 1 : 4 | m³ | 6454.44 | 878303.7428 | 5668958809.678 | 878303.7428 | 5668958809.678
b | Plesteran 1: 2 (untuk trap proteksi) | m² | 103.2 | 83612.7864 | 8628839.5565 | 83612.7864 | 8628839.5565
c | Siar Rata 1: 2 | m² | 517.92 | 39109.95 | 20255825.304 | 39109.95 | 20255825.304
d | Beton K 175, concrete frame | m³ | 25.56 | 1057576.2424 | 27031648.7553 | 1057576.2424 | 27031648.7553
e | Besi Beton | kg | 2328.3187 | 19478.0394 | 45351082.6087 | 19478.0394 | 45351082.6087
f | Cetakan
| 1. Sloof | m² | 43.2 | 338394.1 | 14618625.12 | 338394.1 | 14618625.12
| 2. Balok | m² | 42 | 585518.065 | 24591758.73 | 585518.065 | 24591758.73
| 3. Kolom | m² | 43.2 | 469473.4 | 20281250.88 | 469473.4 | 20281250.88
g | Galian Tanah Pondasi | m³ | 35.28 | 102390.75 | 3612345.66 | 102390.75 | 3612345.66
h | Urugan Pasir | m³ | 2.52 | 404738.95 | 1019942.154 | 404738.95 | 1019942.154
i | Timbunan Tanah | m³ | 7.2 | 227462.95 | 1637733.24 | 227462.95 | 1637733.24
j | Cerocok Kayu | m' | 152 | 791683.75 | 120335930 | 791683.75 | 120335930
k | Pipa Drainase dia 2 " | m' | 146.4 | 159677.5 | 23376786 | 159677.5 | 23376786
l | Langsir Material | kg | 67224.3187 | 462.77 | 31109397.9494 | 462.77 | 31109397.9494
6010809975.6358
3 | Pekerjaan Drainase Slope Proteksi
a | Galian Tanah | m³ | 3.66 | 83833.75 | 306831.525 | 83833.75 | 306831.525
b | Buis beton 1/2 lingkaran (Ø20 cm) | m' | 45.75 | 158400 | 7246800 | 158400 | 7246800
c | Mortar beton | m² | 68.625 | 83612.7864 | 5737927.4667 | 83612.7864 | 5737927.4667
13291558.9917
4 | Pekerjaan Grounding
a | Counterpoise cable 4 x 15m panjang, galian sedalam 450 mm termasuk compression joints | m | 36.6 | 1174898 | 43001266.8 | 1174898 | 43001266.8
b | Tambahan sambungan diagonal tersambung ke counterpoise cable, galian sedalam 450 mm termasuk compression joints | m' | 10.98 | 150000 | 1647000 | 150000 | 1647000
c | Tambahan untuk item 3.a dan 3.b untuk galian batu sedalam 450 mm | m' | 10.98 | 150000 | 1647000 | 150000 | 1647000
d | Tambahan untuk item 3.a dan 3.b untuk pemasangan pada kedalaman 750 mm | m' | 10.98 | 150000 | 1647000 | 150000 | 1647000 | 47942266.8
5 | Pengadaan Long Stub
| Penggunaan long stub pada areal tapak tower yang memiliki/ rawan terhadap muka air tanah yang tinggi (rawa dan persawahan) | kg | 12651.5037 | 24200 | 306166389.54 | 24200 | 306166389.54
SUB-TOTAL III.D - PEKERJAAN PONDASI TOWER |  |  |  |  | 6422187187.8425 |  | 6422187187.8425
TOTAL III - ALOKASI BIAYA |  |  |  |  | 6439287187.8425 |  | 6439287187.8425

## AHS
| PEMBANGUNAN T/L 150 kV PASAMAN - SIMPANG EMPAT (SECTION 2) | [6 empty] | REVISI |  |  | Profil | Kg/m
| SCHEDULE 2 : BREAKDOWN PRICE ANALYSIS FOR CIVIL WORKS | [6 empty] | 2017-08-10 |  |  | L.40.40.4 | 1.83
[8 empty] | SumBagUt |  |  | L.40.40.5 | 2.95
[11 empty] | L.45.45.4 | 2.74
NO |  | DESCRIPTION | UNIT | QTY | UNIT PRICE | TOTAL PRICE | KETERANGAN |  |  |  | L.45.45.5 | 3.38
[5 empty] | LOCAL CURRENCY | LOCAL
PORTION
[5 empty] | (RUPIAH) | (RUPIAH)
A. PREPARATION WORK
An | 1 | Site Office and Site Storage | m2 |  |  | 2303920.1178 | LA. 02 hal 176 |  | L.50.50.4 | 3.06
- Material
|  | - Beam meranti 5/7 | m3 | 0.35 | 2669260 | 934241
|  | - plywood 4 mm | sheet | 1 | 88770 | 88770
|  | - pondasi pas batu | m3 | 0.17 | 924927.7928 | 157237.7248
|  | - Nail | kg | 0.75 | 96250 | 72187.5
|  | - Zinc | lbr | 0.3 | 144540 | 43362
|  | - Paku asbes | kg | 0.1 | 18370 | 1837
|  | - Beton K-100 | m3 | 0.15 | 710224.7079 | 106533.7062
|  | - teakwood double door | m2 | 0.1 | 301829.2683 | 30182.9268
|  | - Louvre frame window | sheet | 1 | 264605 | 264605
|  | - cat dinding plafond | m2 | 16.5 | 22440.44 | 370267.26
- Remuneration
|  | - Worker | man/day | 1.2 | 107800 | 129360
|  | - Brick Layer | man/day | 0.4 | 107800 | 43120
|  | - Brick layer Chief | man/day | 0.04 | 119350 | 4774
|  | - Foreman | man/day | 0.12 | 119350 | 14322
|  | - Carpenter | man/day | 0.4 | 107800 | 43120
An | 2 | Plank name of project (0.8 x 1.2 m2) | unit |  |  | 1283615.52 | LA. 03 hal 176 and PERMEN PUPR 2016 HAL 346 |  | L.50.50.5 | 3.77
- Material
|  | - plywood 18 mm | sheet | 1 | 289190 | 289190
|  | - Beam meranti 8/12 Class II | m3 | 0.077 | 2669260 | 205533.02 | Catatan: dalam PERMEN, satuan : m3, dalam jurnal, satuan batang/ frame
|  | - Paint Wood | kg | 2.5 | 63030 | 157575
|  | - Nail (5 cm and 7 cm) | kg | 1.25 | 96250 | 120312.5
|  | - Steel L.30.30.3 | kg | 5.8 | 15950 | 92510
- Remuneration
|  | - Worker | man/day | 1 | 107800 | 107800
|  | - Carpenter | man/day | 1 | 107800 | 107800
|  | - Carpenter Chief | man/day | 0.1 | 119350 | 11935
|  | - Paint worker | man/day | 1.5 | 119350 | 179025
|  | - Supervisor | man/day | 0.1 | 119350 | 11935
An | 3 | Fence security of project 2 m height (wooden) | m |  |  | 543089.14 | A.2.2.1.2 hal 370 and PERMEN PUPR 2016 HAL 571 |  | L.50.50.6 | 4.43
- Material
|  | - Dolken φ 8-10/400 cm | stick | 1.25 | 60940 | 76175
|  | - Portland Cement | Kg | 5 | 1348.6 | 6743
|  | - Zinc / Seng Gelombang | sheet | 1.2 | 144540 | 173448
|  | - Sand (Pasir Beton) | m3 | 0.005 | 117700 | 588.5
|  | - Split | m3 | 0.009 | 281380 | 2532.42
|  | - Nail 2' - 5' | kg | 0.06 | 96250 | 5775
|  | - Beam meranti 5/7 | m3 | 0.072 | 2669260 | 192186.72
|  | - Naturally Paint (Meni Besi) | liter | 0.45 | 35970 | 16186.5 | Catatan: dalam PERMEN, satuan : liter, dalam jurnal, satuan: kaleng
- Remuneration
|  | - Carpenter | man/day | 0.4 | 107800 | 43120
|  | - Worker | man/day | 0.2 | 107800 | 21560
|  | - Carpenter Chief | man/day | 0.02 | 119350 | 2387
|  | - Supervisor | man/day | 0.02 | 119350 | 2387
An | 4 | Bouwplank | m |  |  | 47595.152 | A.2.2.1.4 hal 371 | PERMEN PUPR HAL 572
- Material
|  | - Plank meranti 3/20 | m3 | 0.007 | 2730970 | 19116.79
|  | - Beam meranti 5/7 | m3 | 0.0012 | 2669260 | 3203.112
|  | - Nail 2-3cm | kg | 0.02 | 96250 | 1925
- Remuneration
|  | - Carpenter | man/day | 0.1 | 107800 | 10780
|  | - Worker | man/day | 0.1 | 107800 | 10780
|  | - Carpenter chief | man/day | 0.01 | 119350 | 1193.5
|  | - Supervisor | man/day | 0.005 | 119350 | 596.75
An | 5 | Site clearing & Grubbing | m2 |  |  | 16879.5 | SDA: A.1.1 hal 69 + tambahan sewa mesin pemotong rumput
|  | - Remuneration |  |  |  |  | PERMEN PUPR 2016 HAL 575
|  | - Worker | man/day | 0.1 | 107800 | 10780
|  | - Supervisor | man/day | 0.05 | 119350 | 5967.5
-Equipment
|  | - Mesin Potong Rumput | unit/day | 0.002 | 66000 | 132
An | 6 | Soil Stripping with Heavy Equipment (t : 20 cm) | m3 |  |  | 44532.578
- Remuneration
|  | - Worker | man/hour | 0.0136 | 13475 | 183.26
|  | - Operator | man/hour | 0.0068 | 23989.35 | 163.1276 | Permen PU halaman 207
- Equipment
|  | - Buldozer | hour | 0.0068 | 733263.3 | 4986.1904
|  | - Alat Bantu | Ls | 1 | 15000 | 15000
- Material
|  | - BBM (solar) | Ltr | 2 | 12100 | 24200
An | 7 | Soil Stripping manual heigth 1 m | m2 |  |  | 20986.75 | PERMEN PUPR 2016 HAL 581
- Remuneration
|  | - Worker | man/day | 0.05 | 107800 | 5390
|  | - Foreman | man/day | 0.005 | 119350 | 596.75 | Permen PU halaman 207
- Equipment
|  | - Alat Bantu | Ls | 1 | 15000 | 15000
An | 8 | Dewatering | m3 |  |  | 0
- Remuneration
|  | - Worker | man/day | 0.01 | 107800
|  | - Supervisor | man/day | 0.05 | 119350
-Equipment
|  | - Water Pump | unit/day | 0.005
|  | - Tools (wrench, rope) | unit/day | 0.2
|  | - Genset | unit/day | 0.002 | 4287694.4
-Material:
|  | - Wire | kg | 0.1
|  | - Water Hose layflat | m | 0.02
|  | - BBM/solar | litre | 0.5
An | 9 | Concrete Test (per usia/7,14,28) | unit |  |  | 387825
|  | -Equipment | [6 empty] | orang | hari
|  | Cube Molding | pcs/month | 1 | 50000 | 50000
|  | Compression Test | pcs/month | 1 | 100000 | 100000
0
|  | - Remuneration |  |  |  | 0
|  | Worker | man-day | 0.25 | 107800 | 26950
|  | Engineer | man-day | 0.375 | 429000 | 160875
|  | Transportation | ls | 1 | 50000 | 50000
An
An
B. SOIL WORK
An | 1 | General Excavation of Soil (h=1 meter) | m3 |  |  | 83833.75 | SNI 2835 TAHUN 2008, HAL 3
|  | - Worker | man/day | 0.75 | 107800 | 80850 |  | galian tanah keras hingga kedalaman 2 meter
|  | - Supervisor | man/day | 0.025 | 119350 | 2983.75
83833.75
An | 2 | General Excavation of Soil (h=2 meter) | m3 |  |  | 102390.75 | SNI 2835 TAHUN 2008, HAL 3
|  | - Worker | man/day | 0.9 | 107800 | 97020 |  | galian tanah keras hingga kedalaman 2 meter
|  | - Supervisor | man/day | 0.045 | 119350 | 5370.75
102390.75
An | 3 | General Excavation of Soil (h=3 meter) | m3 |  |  | 121186.45 | SNI 2835 TAHUN 2008, HAL 3
|  | - Worker | man/day | 1.05 | 107800 | 113190 |  | galian tanah keras hingga kedalaman 2 meter
|  | - Supervisor | man/day | 0.067 | 119350 | 7996.45
121186.45
An | 4 | General Excavation of Soil (h=4 meter) with heavy equipment | m3 |  |  | 478896.155 | SNI 2835 TAHUN 2008, HAL 3
|  | - Worker | man/day | 1.27 | 107800 | 136906 |  | galian tanah keras hingga kedalaman 2 meter
|  | - Supervisor | man/day | 0.089 | 119350 | 10622.15
- Equipment
|  | - Excavator Setara Komatsu PC-200-6 (0.8 - 0.9 m3) | hour | 0.0068 | 704803 | 4792.6604
|  | - Dump Truck | hour | 0.256 | 1161622.44 | 297375.3446
|  | - Alat Bantu | Ls | 1 | 5000 | 5000
- Material
|  | - BBM (solar) | Ltr | 2 | 12100 | 24200
478896.155
An | 5 | Excavation of Soil (h=3 meter) semi mekanis | m3 |  |  | 56270.5 | Permen PUPR hal 92
Renumeration
|  | - Worker | man/day | 0.3 | 107800 | 32340
|  | - Supervisor | man/day | 0.03 | 119350 | 3580.5
Material
|  | - BBM | ltr | 0.5 | 12100 | 6050
Tools
|  | - Jack Hammer | unit-day | 0.05 | 286000 | 14300
56270.5
An | 6 | Excavation of Rock (h=1 meter) | m3 |  |  | 107972.832 | A.2.3.1.4 hal 378
|  | - Worker | man/day | 1 | 102920 | 102920
|  | - Supervisor | man/day | 0.032 | 157901 | 5052.832
[6 empty] | 107972.832 |  |  |  |  | 1. Sewa Mesin Potong Rumput /hari |  |  | 50000
An | 7 | Excavation of Soft Rock (h=1 meter) | m3 |  |  | 163854.06 | A.2.3.1.5 hal 379 | tanah berbatuan Kedalaman 1 meter
Remuneration
|  | - Worker | man/day | 1.5 | 102920 | 154380
|  | - Supervisor | man/day | 0.06 | 157901 | 9474.06
163854.06
An | 8 | Excavation of Mud/day | m3 |  |  | 150134.6 | A.2.3.1.5 hal 379 | tanah berbatuan Kedalaman 1 meter
Remuneration
|  | - Worker | man/day | 1.22 | 107800 | 131516
|  | - Foreman | man/day | 0.12 | 155155 | 18618.6
150134.6
An | 9 | Excavation with Heavy Equipment | m3 |  |  | 331714.3926
- Remuneration
|  | - Worker | man/hour | 0.0136 | 13475 | 183.26 | permen pu 2013 Halaman 207
|  | - Operator | man/hour | 0.0068 | 23989.35 | 163.1276
- Equipment
|  | - Excavator Setara Komatsu PC-200-6 (0.8 - 0.9 m3) | hour | 0.0068 | 704803 | 4792.6604
|  | - Dump Truck | hour | 0.256 | 1161622.44 | 297375.3446
|  | - Alat Bantu | Ls | 1 | 5000 | 5000
- Material
|  | - BBM (solar) | Ltr | 2 | 12100 | 24200
331714.3926
An | 10 | Back Filling | m3 |  |  | 62462.95 | A.2.3.1.9 hal 380
|  | - Worker | man/day | 0.5 | 107800 | 53900
|  | - Foreman | man/day | 0.05 | 119350 | 5967.5
Rent of Equipment
|  | -Stamper | hour | 0.1 | 25954.5 | 2595.45
An | 11 | Soil Disposal (dist. 30 meter) | m3 |  |  | 36767.5 | A.2.3.1.8 hal 380 | SNI 2835 2008
Remuneration
|  | - Worker | man/day | 0.33 | 107800 | 35574
|  | - Supervisor | man/day | 0.01 | 119350 | 1193.5
36767.5
An | 12 | Soil Disposal with Dump Truck | m3 |  |  | 668438.7296 | permen pu 2013 Halaman 207
- Remuneration
|  | - Worker | man/hour | 0.0136 | 13475 | 183.26
|  | - Operator | man/hour | 0.0068 | 23989.35 | 163.1276
- Equipment
|  | - Dump Truck | hour | 0.55 | 1161622.44 | 638892.342
|  | - Alat Bantu | Ls | 1 | 5000 | 5000
- Material
|  | - BBM (solar) | Ltr | 2 | 12100 | 24200 |  | 3.4183
668438.7296
An | 13 | Import Filling (with sand) | m3 |  |  | 238265.5 | A.2.3.1.11 hal 381
- Material
|  | - Sand (Pasir Urug) | m3 | 1.2 | 170610 | 204732
- Remuneration
|  | - Worker | man/day | 0.3 | 107800 | 32340
|  | - Supervisor | man/day | 0.01 | 119350 | 1193.5
238265.5
An | 14 | Import Filling (with Humous Soil) | m3 |  |  | 375809.5 | A.2.3.1.11 hal 381
- Material
|  | - Humous Soil | m3 | 1.2 | 285230 | 342276
- Remuneration
|  | - Worker | man/day | 0.3 | 107800 | 32340
|  | - Supervisor | man/day | 0.01 | 119350 | 1193.5
375809.5
An | 15 | Import Filling with compacted soil (out side project area) | m3 |  |  | 797528.1697 | A.2.3.1.11
- Material
|  | - Soil (tanah merah) | m3 | 1.2 | 137500 | 165000
|  | - Solar | liter | 2 | 12100 | 24200
- Remuneration
|  | - Worker | man/hour | 0.0435 | 13475 | 586.1625
|  | - Operator | man/hour | 0.0109 | 23989.35 | 261.4839
Rent of Equipment
|  | - Excavator | hour | 0.0109 | 704803 | 7682.3527
|  | - Truck | hour | 0.5143 | 1161622.44 | 597422.4209
|  | - Vibro roller | hour | 0.0042 | 91237.52 | 383.1976
|  | - Water Truck | hour | 0.007 | 284650.3 | 1992.5521
797528.1697
An | 16 | Compacted Sand layer | m3 |  |  | 404738.95 | T.14 hal 82 | PU 2012 Hal 91
|  | - Material |  |  |  |  | timbunan + Pemadatan pasir
|  | - Sand | m3 | 1.2 | 285230 | 342276
Rent of Equipment
|  | -Stamper | hour | 0.1 | 25954.5 | 2595.45
- Remuneration
|  | - Worker | man/day | 0.5 | 107800 | 53900
|  | - Foreman | man/day | 0.05 | 119350 | 5967.5
404738.95
|  | 1 m2 Compacted Sand layer (tebal 10 Cm) |  |  |  | 40473.895
|  | 1 m2 Compacted Sand layer (tebal 5 Cm) |  |  |  | 23360.095
An | 17 | Compacted Soil | m3 |  |  | 227462.95 | T.14 hal 82 | timbunan + Pemadatan pasir
- Material
|  | - Soil (tanah merah) | m3 | 1.2 | 137500 | 165000
Rent of Equipment
|  | -Stamper | hour | 0.1 | 25954.5 | 2595.45
- Remuneration
|  | - Worker | man/day | 0.5 | 107800 | 53900
|  | - Supervisor | man/day | 0.05 | 119350 | 5967.5
227462.95
|  | 1 m2 Compacted Sand layer (tebal 10 Cm) |  |  |  | 22746.295
|  | 1 m2 Compacted Sand layer (tebal 5 Cm) |  |  |  | 14496.295
An | 18 | Gravelling | m3 |  |  | 302703.5
- Material
|  | - Gravel | m3 | 1 | 269170 | 269170
|  | - Remuneration |  |  |  |  | tidak ada dalam PERMEN
|  | - Worker | man/day | 0.3 | 107800 | 32340 | tidak tercantum upah
|  | - Supervisor | man/day | 0.01 | 119350 | 1193.5
302703.5
|  | 1 m2 Compacted gravel (tebal 20 Cm) |  |  |  | 60540.7
An | 19 | Tanah dihampar, diratakan dan dirapihkan | m3 |  |  | 30827.68
- Remuneration
|  | - Worker | man/day | 0.0764 | 107800 | 8235.92 | luasan m2 tebal 20 cm
|  | - Supervisor | man/day | 0.00764 | 119350 | 911.834
Permen PU Halaman 2013
- Equipment
|  | - Buldozer (100 - 150 HP) | unit/hour | 0.01909 | 1135669.252 | 21679.926
- Biaya Sewa Alat
- Bahan Bakar
- Pelumas
- Biaya Bengkel
- Perawatan & perbaikan
- Operator
- Pembantu Operator
[6 empty] | 30827.68 | A.2.3.1.11
6165.536
An | 20 | Cut and Fill include compaction | m3 |  |  | 383628.9514
- Remuneration
|  | - Worker | man/day | 0.5 | 107800 | 53900 | luasan m2 tebal 20 cm
|  | - Supervisor | man/day | 0.05 | 119350 | 5967.5
Permen PU Halaman 2013
- Equipment
|  | - Buldozer (100 - 150 HP) | unit/hour | 0.01909 | 733263.3 | 13997.9964
|  | - Excavator Setara Komatsu PC-200-6 (0.8 - 0.9 m3) | hour | 0.0068 | 704803 | 4792.6604
|  | - Dump Truck | hour | 0.256 | 1161622.44 | 297375.3446
|  | - Alat Bantu | Ls | 1 | 5000 | 5000
|  | -Stamper | hour | 0.1 | 25954.5 | 2595.45
An | 21 | Soil Compaction | m3 |  |  | 61165.225 | PU 2012 Hal 91
- Remuneration
|  | - Worker | man/day | 0.5 | 107800 | 53900
|  | - Supervisor | man/day | 0.05 | 119350 | 5967.5
- Equipment
|  | -Stamper | hour | 0.05 | 25954.5 | 1297.725
An
C. CONCRETE WORK (Brick, Concrete, steel, foundation, piling)
An | 1 | Bataco 1 pc : 2 ps | m2 |  |  | 78362.9 | A.4.4.1.7 hal 432
- Material
|  | - Bataco | m3 | 0.05 | 4400 | 220 | Catatan: dalam PERMEN, satuan: m3. dalam jurnal, satuan buah
|  | - Portland cement (PC) | kg | 18.95 | 1348.6 | 25555.97
|  | - Sand (Pasir Pasang) | m3 | 0.038 | 170610 | 6483.18
- Remuneration
|  | - Brick layer | man/day | 0.1 | 107800 | 10780
|  | - Worker | man/day | 0.3 | 107800 | 32340
|  | - Supervisor | man/day | 0.015 | 119350 | 1790.25
|  | -Brick Layer chief | man/day | 0.01 | 119350 | 1193.5
An | 2 | Bataco 1 pc : 3 ps | m2 |  |  | 69608.88 | A.4.4.1.9 hal 433
- Material
|  | - Bataco | pcs | 0.15 | 4400 | 660 | Catatan: dalam PERMEN, satuan: m3. dalam jurnal, satuan buah
|  | - Portland cement (PC) | kg | 11.5 | 1348.6 | 15508.9
|  | - Sand (Pasir Pasang) | m3 | 0.043 | 170610 | 7336.23
- Remuneration
|  | - Brick layer | man/day | 0.1 | 107800 | 10780
|  | - Worker | man/day | 0.3 | 107800 | 32340
|  | - Supervisor | man/day | 0.015 | 119350 | 1790.25
|  | -Brick Layer chief | man/day | 0.01 | 119350 | 1193.5
69608.88
An | 3 | Half Brick 1 pc : 2 ps | m2 |  |  | 147442.9 | A.4.4.1.7 hal 432
- Material
|  | - Red brick | m3 | 70 | 990 | 69300 | Catatan: dalam PERMEN, satuan: m3. dalam jurnal, satuan buah
|  | - Portland cement (PC) | kg | 18.95 | 1348.6 | 25555.97
|  | - Sand (Pasir Pasang) | m3 | 0.038 | 170610 | 6483.18
- Remuneration
|  | - Brick layer | man/day | 0.1 | 107800 | 10780
|  | - Worker | man/day | 0.3 | 107800 | 32340
|  | - Supervisor | man/day | 0.015 | 119350 | 1790.25
|  | -Brick Layer chief | man/day | 0.01 | 119350 | 1193.5
An | 4 | Half Brick 1 pc : 4 ps | m2 |  |  | 138248.88 | A.4.4.1.9 hal 433
- Material
|  | - Red brick | pcs | 70 | 990 | 69300 | Catatan: dalam PERMEN, satuan: m3. dalam jurnal, satuan buah
|  | - Portland cement (PC) | kg | 11.5 | 1348.6 | 15508.9
|  | - Sand (Pasir Pasang) | m3 | 0.043 | 170610 | 7336.23
- Remuneration
|  | - Brick layer | man/day | 0.1 | 107800 | 10780
|  | - Worker | man/day | 0.3 | 107800 | 32340
|  | - Supervisor | man/day | 0.015 | 119350 | 1790.25
|  | -Brick Layer chief | man/day | 0.01 | 119350 | 1193.5
An | 5 | one Brick (1 pc : 4 ps) uk.5x11x22 cm | m2 |  |  | 282479.56 | SNI 6897:2008 No.6.3
- Material
|  | - Red brick | pcs | 140 | 990 | 138600 | Catatan: dalam PERMEN, satuan: m3. dalam jurnal, satuan buah
|  | - Portland cement (PC) | kg | 26.55 | 1348.6 | 35805.33
|  | - Sand (Pasir Pasang) | m3 | 0.093 | 170610 | 15866.73
- Remuneration
|  | - Brick layer | man/day | 0.2 | 107800 | 21560
|  | - Worker | man/day | 0.6 | 107800 | 64680
|  | - Supervisor | man/day | 0.03 | 119350 | 3580.5
|  | -Brick Layer chief | man/day | 0.02 | 119350 | 2387
282479.56
An | 6 | Pas. Roster 1 pc : 3 ps | m2 |  |  | 1358467.33 | SNI 6897:2008 No.6.22
- Material
|  | - Roster | pcs | 30 | 42900 | 1287000 | Catatan: dalam PERMEN, satuan: m3. dalam jurnal, satuan buah
|  | - Portland cement (PC) | kg | 14 | 1348.6 | 18880.4
|  | - Sand (Pasir Pasang) | m3 | 0.038 | 170610 | 6483.18
- Remuneration
|  | - Brick layer | man/day | 0.1 | 107800 | 10780
|  | - Worker | man/day | 0.3 | 107800 | 32340
|  | - Supervisor | man/day | 0.015 | 119350 | 1790.25
|  | -Brick Layer chief | man/day | 0.01 | 119350 | 1193.5
1358467.33
An | 7 | Plaster cement 1 pc : 4 ps thickness 15 mm | m2 |  |  | 78976.348 | A.4.4.2.4 hal 442 | PU 2012 Hal 106
- Material
|  | - Portland cement (PC) | kg | 6.28 | 1348.6 | 8469.208
|  | - Sand (Pasir Pasang) | m3 | 0.024 | 170610 | 4094.64
- Remuneration
|  | - Brick layer | man/day | 0.19 | 107800 | 20482
|  | - Worker | man/day | 0.384 | 107800 | 41395.2
|  | - Foreman | man/day | 0.019 | 119350 | 2267.65
|  | - Brick Layer chief | man/day | 0.019 | 119350 | 2267.65
78976.348
An | 8 | Plaster cement 1 pc : 2 ps thickness 15 mm | m2 |  |  | 83612.7864 | A.4.4.2.2 hal 441 | PU 2012 Hal 106
- Material
|  | - Portland cement (PC) | kg | 10.224 | 1348.6 | 13788.0864
|  | - Sand (Pasir Pasang) | m3 | 0.02 | 170610 | 3412.2
- Remuneration
|  | - Brick layer | man/day | 0.19 | 107800 | 20482
|  | - Worker | man/day | 0.384 | 107800 | 41395.2
|  | - Supervisor | man/day | 0.019 | 119350 | 2267.65
|  | - Brick Layer chief | man/day | 0.019 | 119350 | 2267.65
83612.7864
An | 9 | Trasram tebal 1,5 cm dengan mortar PC-PP | m2 |  |  | 83612.7864 | PU 2012 Hal 106
- Material
|  | - Portland cement (PC) | kg | 10.224 | 1348.6 | 13788.0864
|  | - Sand (Pasir Pasang) | m3 | 0.02 | 170610 | 3412.2
- Remuneration
|  | - Brick layer | man/day | 0.19 | 107800 | 20482
|  | - Worker | man/day | 0.384 | 107800 | 41395.2
|  | - Supervisor | man/day | 0.019 | 119350 | 2267.65
|  | - Brick Layer chief | man/day | 0.019 | 119350 | 2267.65
83612.7864
An | 10 | Acian | m2 |  |  | 39109.95 | A.4.4.2.27 hal 454
- Material
|  | - Portland cement (PC) | kg | 3.25 | 1348.6 | 4382.95
- Remuneration
|  | - Brick layer | man/day | 0.1 | 107800 | 10780
|  | - Worker | man/day | 0.2 | 107800 | 21560
|  | - Supervisor | man/day | 0.01 | 119350 | 1193.5
|  | - Brick Layer chief | man/day | 0.01 | 119350 | 1193.5
39109.95
An | 11 | Brafend 1 pc : 4 ps | m2 |  |  | 59484.49 | tidak ada dalam PERMEN
- Material
|  | - Portland cement (PC) | kg | 4.34 | 1366 | 5928.44
|  | - Sand (Pasir Pasang) | m3 | 0.04 | 195300 | 7812
- Remuneration
|  | - Brick layer | man/day | 0.1 | 121230 | 12123
|  | - Brick layer Chief | man/day | 0.01 | 119350 | 1193.5
|  | - Worker | man/day | 0.3 | 102920 | 30876
|  | - Foreman | man/day | 0.01 | 155155 | 1551.55
59484.49
An | 12 | Brafend 1 pc : 5 ps | m2 |  |  | 64259.998 | tidak ada dalam PERMEN
- Material
|  | - Portland cement (PC) | kg | 5.18 | 1348.6 | 6985.748
|  | - Sand (Pasir Pasang) | m3 | 0.04 | 285230 | 11409.2
- Remuneration
|  | - Brick layer | man/day | 0.1 | 107800 | 10780
|  | - Brick layer Chief | man/day | 0.01 | 119350 | 1193.5
|  | - Worker | man/day | 0.3 | 107800 | 32340
|  | - Foreman | man/day | 0.01 | 155155 | 1551.55
64259.998
An | 13 | Concrete f'c = 7.4 MPa (K-100) (lean concrete), slump (3-6) cm | m3 |  |  | 710224.7079 | A.4.1.1.4 hal 389
|  | - Material |  |  |  |  | SNI 7394.2008
|  | - Portland cement (PC) | kg | 230 | 1348.6 | 310178
|  | - Sand (Pasir Beton) | m3 | 0.63786 | 117700 | 75075.7857
|  | - Split 2/3 | m3 | 0.57056 | 281380 | 160542.9222
|  | - Water | liter | 200 | 19.8 | 3960
|  | - Remuneration |  | 1
|  | - Brick layer | man/day | 0.2 | 107800 | 21560
|  | - Worker | man/day | 1.2 | 107800 | 129360
|  | - Foreman | man/day | 0.06 | 119350 | 7161
|  | - Brick Layer chief | man/day | 0.02 | 119350 | 2387
710224.7079
An | 14 | Concrete f'c = 7.4 MPa (K-100), slump (12±2) | m3 |  |  | 889732.7214 | B.02 hal 121
PUPR 2016 Hal 244
- Material
|  | - Portland cement (PC) | kg | 247 | 1348.6 | 333104.2 |  |  |  | 50.8163
|  | - Sand (Pasir Beton) | m3 | 0.62071 | 117700 | 73058.0714 |  |  |  | 8.4694
|  | - Split 2/3 | m3 | 0.555 | 281380 | 156165.9 |  |  |  | 42.3469
|  | - Water | liter | 215 | 19.8 | 4257
- Equipment
|  | - Mollen 0.35 m3 | unit/day | 0.25 | 568528.4 | 142132.1
- Remuneration
|  | - Brick layer | man/day | 0.189 | 107800 | 20374.2
|  | - Worker | man/day | 1.323 | 107800 | 142619.4
|  | - Foreman | man/day | 0.132 | 119350 | 15754.2
|  | - Brick layer chief | man/day | 0.019 | 119350 | 2267.65
889732.7214
An | 15 | Concrete f'c = 14,5 MPa (K 175), slump (12±2) | m3 |  |  | 1057576.2424 | B.05 hal 124
PUPR 2016 Hal 246
- Material
|  | - Portland cement (PC) | kg | 326 | 1348.6 | 439643.6
|  | - Sand (Pasir Beton) | m3 | 0.54286 | 117700 | 63894.2857
|  | - Split 2/3 | m3 | 0.57167 | 281380 | 160855.5667
|  | - Water | liter | 215 | 19.8 | 4257
- Equipment
|  | - Mollen 0.35 m3 | unit/day | 0.25 | 568528.4 | 142132.1
|  | - Vibrator | hour | 1.2 | 54815.2 | 65778.24
- Remuneration
|  | - Brick layer | man/day | 0.189 | 107800 | 20374.2
|  | - Worker | man/day | 1.323 | 107800 | 142619.4
|  | - Brick layer chief | man/day | 0.019 | 119350 | 2267.65
|  | - Supervisor | man/day | 0.132 | 119350 | 15754.2
1057576.2424
An | 16 | Concrete f'c = 19,3 MPa (K 225), slump (12±2) | m3 |  |  | 1115864.6138 | B.07 hal 126
- Material
|  | - Portland cement (PC) | kg | 371 | 1348.6 | 500330.6
|  | - Sand (Pasir beton) | m3 | 0.49857 | 117700 | 58681.8571 |  | 698 | 348.0029
|  | - Split 2/3 | m3 | 0.58167 | 281380 | 163669.3667 |  | 609.005
|  | - Water | liter | 215 | 19.8 | 4257
- Equipment
|  | - Mollen 0.35 m3 | unit/day | 0.25 | 568528.4 | 142132.1
|  | - Vibrator | hour | 1.2 | 54815.2 | 65778.24
- Remuneration
|  | - Brick layer | man/day | 0.189 | 107800 | 20374.2
|  | - Worker | man/day | 1.323 | 107800 | 142619.4
|  | - Brick layer chief | man/day | 0.019 | 119350 | 2267.65
|  | - Supervisor | man/day | 0.132 | 119350 | 15754.2
1115864.6138
An | 17 | Concrete f'c = 21,7 MPa (K 250), slump (12±2) | m3 |  |  | 1103214.9875 | B.07 hal 126 | PUPR 2016 HAL 594
- Material
|  | - Portland cement (PC) | kg | 384 | 1348.6 | 517862.4
|  | - Sand (Pasir beton) | m3 | 0.49429 | 117700 | 58177.4286 |  | 698 | 345.0114
|  | - Split 2/3 | m3 | 0.57722 | 281380 | 162418.7889 |  | 604.3517
|  | - Water | liter | 215 | 19.8 | 4257
- Equipment
|  | - Mollen 0.35 m3 | unit/day | 0.2 | 568528.4 | 113705.68
|  | - Vibrator | hour | 1.2 | 54815.2 | 65778.24
- Remuneration
|  | - Brick layer | man/day | 0.189 | 107800 | 20374.2
|  | - Worker | man/day | 1.323 | 107800 | 142619.4
|  | - Brick layer chief | man/day | 0.019 | 119350 | 2267.65
|  | - Supervisor | man/day | 0.132 | 119350 | 15754.2
1103214.9875
An | 18 | Concrete f'c = 26.4 MPa (K 300), slump (12±2) | m3 |  |  | 1188119.9017 | B.10 hal 129 | PUPR 2016 HAL 595
- Material
|  | - Portland cement (PC) | kg | 413 | 1348.6 | 556971.8
|  | - Sand (Pasir Beton) | m3 | 0.48643 | 117700 | 57252.6429
|  | - Split 2/3 | m3 | 0.56722 | 281380 | 159604.9889
|  | - Water | liter | 215 | 19.8 | 4257
- Equipment
|  | - Mollen 0.35 m3 | unit/day | 0.2 | 568528.4 | 113705.68
|  | - Vibrator | hour | 1.2 | 54815.2 | 65778.24
- Remuneration
|  | - Brick layer | man/day | 0.275 | 107800 | 29645
|  | - Worker | man/day | 1.65 | 107800 | 177870
|  | - Brick layer chief | man/day | 0.028 | 119350 | 3341.8
|  | - Supervisor | man/day | 0.165 | 119350 | 19692.75
1188119.9017
An | 19 | Concrete f'c = 31,2 MPa (K 350), slump (12±2) | m3 |  |  | 1259287.5551 | B.10 hal 129 | PUPR 2016 HAL 595
- Material
|  | - Portland cement (PC) | kg | 448 | 1348.6 | 604172.8
|  | - Sand (Pasir Beton) | m3 | 0.47643 | 117700 | 56075.6429
|  | - Split 2/3 | m3 | 0.55556 | 281380 | 156322.2222
|  | - Water | liter | 215 | 19.8 | 4257
- Equipment
|  | - Mollen 0.35 m3 | unit/day | 0.25 | 568528.4 | 142132.1
|  | - Vibrator | hour | 1.2 | 54815.2 | 65778.24
- Remuneration
|  | - Brick layer | man/day | 0.275 | 107800 | 29645
|  | - Worker | man/day | 1.65 | 107800 | 177870
|  | - Brick layer chief | man/day | 0.028 | 119350 | 3341.8
|  | - Supervisor | man/day | 0.165 | 119350 | 19692.75
1259287.5551
An | 20 | Concrete f'c = 45 MPa (K 500), slump (12±2) | m3 |  |  | 2109039.416 | B.10 hal 129
- Material
|  | - Portland cement (PC) | kg | 588 | 1348.6 | 792976.8
|  | - Sand (Pasir Beton) | m3 | 0.54 | 117700 | 63558
|  | - Split 2/3 | m3 | 0.85 | 281380 | 239173
|  | - Water | liter | 215 | 19.8 | 4257
- Equipment
|  | - Mollen 0.35 m3 | hour | 1.2 | 113705.68 | 136446.816
|  | - Vibrator | hour | 1.5 | 54815.2 | 82222.8
- Remuneration
|  | - Brick layer | man/day | 1 | 107800 | 107800
|  | - Worker | man/day | 6 | 107800 | 646800
|  | - Foreman | man/day | 0.3 | 119350 | 35805
2109039.416
An | 21 | Stone Masonry 1 PC : 2 Sand (Mortar tipe M) | m3 |  |  | 984680.3428 | P.01 hal 90
SNI 2836-2008 HAL 4
|  | - Material |  |  |  |  | PermenPUPR 2016 Hal 184
|  | - Crushed stone | m3 | 1.2 | 178640 | 214368
|  | - Portland cement (PC) | kg | 252 | 1348.6 | 339847.2
|  | - Sand (Pasir Pasang) | m3 | 0.44 | 170610 | 75068.4
- Remuneration
|  | - Brick layer | man/day | 0.75 | 107800 | 80850
|  | - Worker | man/day | 1.5 | 107800 | 161700
|  | - Supervisor | man/day | 0.075 | 119350 | 8951.25
|  | - Brick layer chief | man/day | 0.075 | 119350 | 8951.25
- Equipment
|  | - Molen of Machine | unit/day | 0.167 | 568528.4 | 94944.2428
984680.3428
An | 22 | Stone Masonry 1 PC : 3 Sand (Mortar Tipe S) | m3 |  |  | 924927.7928 | P.01 hal 90
SNI 2836-2008 HAL 4
|  | - Material |  |  |  |  | PermenPUPR 2016 Hal 184
|  | - Crushed stone | m3 | 1.2 | 178640 | 214368
|  | - Portland cement (PC) | kg | 202 | 1348.6 | 272417.2
|  | - Sand (Pasir Pasang) | m3 | 0.485 | 170610 | 82745.85
- Remuneration
|  | - Brick layer | man/day | 0.75 | 107800 | 80850
|  | - Worker | man/day | 1.5 | 107800 | 161700
|  | - Foreman | man/day | 0.075 | 119350 | 8951.25
|  | - Brick layer chief | man/day | 0.075 | 119350 | 8951.25
- Equipment
|  | - Molen Machine | unit/day | 0.167 | 568528.4 | 94944.2428
924927.7928
An | 23 | Stone Masonry 1 PC : 4 Sand | m3 |  |  | 878303.7428 | PermenPUPR 2016 Hal 184
SNI 2836-2008 HAL 4
- Material
|  | - Crushed stone | m3 | 1.2 | 178640 | 214368
|  | - Portland cement (PC) | kg | 163 | 1348.6 | 219821.8
|  | - Sand (Pasir Pasang) | m3 | 0.52 | 170610 | 88717.2
- Remuneration
|  | - Brick layer | man/day | 0.75 | 107800 | 80850
|  | - Worker | man/day | 1.5 | 107800 | 161700
|  | - Supervisor | man/day | 0.075 | 119350 | 8951.25
|  | - Brick layer chief | man/day | 0.075 | 119350 | 8951.25
- Equipment
|  | - Molen Machine | unit/day | 0.167 | 568528.4 | 94944.2428
878303.7428
An | 24 | Stone Masonry 1 PC : 5 Sand | m3 |  |  | 792901.4984 | PermenPUPR 2016 Hal 184
SNI 2836-2008 HAL 4
- Material
|  | - Crushed stone | m3 | 1.2 | 178640 | 214368
|  | - Portland cement (PC) | kg | 135 | 1348.6 | 182061
|  | - Sand (Pasir Pasang) | m3 | 0.544 | 170610 | 92811.84
- Remuneration
|  | - Brick layer | man/day | 0.75 | 107800 | 80850
|  | - Worker | man/day | 1.5 | 107800 | 161700
|  | - Supervisor | man/day | 0.075 | 119350 | 8951.25
|  | - Brick layer chief | man/day | 0.075 | 119350 | 8951.25
- Equipment
|  | - Molen Machine | unit/day | 0.076 | 568528.4 | 43208.1584
792901.4984
An | 25 | Stone Masonry 1 PC : 6 Sand | m3 |  |  | 771527.0684 | PermenPUPR 2016 Hal 184
SNI 2836-2008 HAL 4
- Material
|  | - Crushed stone | m3 | 1.2 | 178640 | 214368
|  | - Portland cement (PC) | kg | 117 | 1348.6 | 157786.2
|  | - Sand (Pasir Pasang) | m3 | 0.561 | 170610 | 95712.21
- Remuneration
|  | - Brick layer | man/day | 0.75 | 107800 | 80850
|  | - Worker | man/day | 1.5 | 107800 | 161700
|  | - Supervisor | man/day | 0.075 | 119350 | 8951.25
|  | - Brick layer chief | man/day | 0.075 | 119350 | 8951.25
- Equipment
|  | - Molen Machine | unit/day | 0.076 | 568528.4 | 43208.1584
An | 26 | Formwork for Supporting (Beam meranti 5/7 height 4 m) | m2 |  |  | 214807.285 | B.27 hal 141
- Material
|  | - beam meranti 5/7 | m3 | 0.0945 | 2669260 | 252245.07
|  | - Nail | kg | 0.35 | 96250 | 33687.5
- Remuneration
|  | - Carpenter | man/day | 0.6 | 107800 | 64680
|  | - Worker | man/day | 0.6 | 107800 | 64680
|  | - Supervisor | man/day | 0.06 | 119350 | 7161
|  | - Carpenter chief | man/day | 0.06 | 119350 | 7161
[6 empty] | 214807.285 | 2 kali pemakaian
An | 27 | Formwork Multiplex 12/18mm | m2 |  |  | 226578.88 | B.27 hal 141
- Material
|  | - Multiplex 12 mm/18 mm | lembar | 0.128 | 289190 | 37016.32
|  | - beam meranti 5/7 | m3 | 0.006 | 2669260 | 16015.56
|  | - Nail | kg | 0.28 | 96250 | 26950
|  | - Minayk Bekisting | ltr | 0.25 | 11660 | 2915
- Remuneration
|  | - Carpenter | man/day | 0.6 | 107800 | 64680
|  | - Worker | man/day | 0.6 | 107800 | 64680
|  | - Foreman | man/day | 0.06 | 119350 | 7161
|  | - Carpenter chief | man/day | 0.06 | 119350 | 7161
[6 empty] | 226578.88 | 1 kali pemakaian
An | 28 | Formwork Foundation with multiplex | m2 |  |  | 123354.66 | B.27 hal 141
PM 78 thn 2014
|  | - Material |  |  |  |  | SNI 7394-2008-20
|  | - Multiplex 12 mm/18 mm | lembar | 0.128 | 289190 | 37016.32
|  | - beam meranti 5/7 | m3 | 0.009 | 2669260 | 24023.34
|  | - Nail | kg | 0.25 | 96250 | 24062.5
|  | - Minayk Bekisting | ltr | 0.2 | 11660 | 2332
- Remuneration
|  | - Carpenter | man/day | 0.1 | 107800 | 10780
|  | - Worker | man/day | 0.2 | 107800 | 21560
|  | - Foreman | man/day | 0.02 | 119350 | 2387
|  | - Carpenter chief | man/day | 0.01 | 119350 | 1193.5
[6 empty] | 123354.66 | 1 kali pemakaian
An | 29 | Formwork Foundation with wooden plank | m2 |  |  | 145812.67 | B.27 hal 141
Permen PUPR Hal 283
- Material
|  | - 3/20 cm Wooden plank class II | m3 | 0.014 | 2730970 | 38233.58
|  | - Wooden 5/7 cm | m3 | 0.009 | 2669260 | 24023.34
|  | - Paku 5 cm and 7 cm | kg | 0.3 | 96250 | 28875
|  | - Oil formwork | ltr | 0.2 | 4000 | 800
- Remuneration
|  | - Carpenter | man/day | 0.15 | 107800 | 16170
|  | - Worker | man/day | 0.3 | 107800 | 32340
|  | - Foreman | man/day | 0.03 | 119350 | 3580.5
|  | - Carpenter chief | man/day | 0.015 | 119350 | 1790.25
[6 empty] | 145812.67 | 2 kali pemakaian
An | 30 | Formwork For Sloof (SNI 7394-2008-23) | m2 |  |  | 338394.1 | B.27 hal 141
PM 78 th 2014 Hal 270
- Material
|  | - Plywood 9 mm/12 mm | lembar | 0.35 | 129580 | 45353
|  | - beam meranti 5/7 Class II or III | m3 | 0.015 | 2669260 | 40038.9
|  | - Nail | kg | 0.4 | 96250 | 38500
|  | - Minayk Bekisting | ltr | 0.2 | 11660 | 2332
|  | - Dolken Kayu dia 8 cm | btg | 2 | 60940 | 121880
- Remuneration
|  | - Carpenter | man/day | 0.26 | 107800 | 28028
|  | - Worker | man/day | 0.52 | 107800 | 56056
|  | - Foreman | man/day | 0.026 | 119350 | 3103.1
|  | - Carpenter chief | man/day | 0.026 | 119350 | 3103.1
[6 empty] | 338394.1 | 1 kali pemakaian
An | 31 | Formwork For Beam (SNI 7394-2008-23) | m2 |  |  | 370710.78 | B.27 hal 141
PM 78 th 2014 Hal 270
- Material
|  | - Plywood 9 mm/12 mm | lembar | 0.35 | 129580 | 45353
|  | - beam meranti 5/7 Class II or III | m3 | 0.018 | 2669260 | 48046.68
|  | - Nail | kg | 0.4 | 96250 | 38500
|  | - Minayk Bekisting | ltr | 0.2 | 11660 | 2332
|  | - Dolken Kayu dia 8 cm | btg | 2 | 60940 | 121880
- Remuneration
|  | - Carpenter | man/day | 0.33 | 107800 | 35574
|  | - Worker | man/day | 0.66 | 107800 | 71148
|  | - Foreman | man/day | 0.033 | 119350 | 3938.55
|  | - Carpenter chief | man/day | 0.033 | 119350 | 3938.55
[6 empty] | 370710.78 | 1 kali pemakaian
An | 32 | Formwork For Column (SNI 7394-2008-22) | m2 |  |  | 469473.4 | B.27 hal 141
PM 78 th 2014 Hal 270
- Material
|  | - Plywood 9 mm/12 mm | lembar | 0.35 | 129580 | 45353
|  | - beam meranti 5/7 Class II or III | m3 | 0.055 | 2669260 | 146809.3
|  | - Nail | kg | 0.4 | 96250 | 38500
|  | - Minayk Bekisting | ltr | 0.2 | 11660 | 2332
|  | - Dolken Kayu dia 8 cm | btg | 2 | 60940 | 121880
- Remuneration
|  | - Carpenter | man/day | 0.33 | 107800 | 35574
|  | - Worker | man/day | 0.66 | 107800 | 71148
|  | - Foreman | man/day | 0.033 | 119350 | 3938.55
|  | - Carpenter chief | man/day | 0.033 | 119350 | 3938.55
[6 empty] | 469473.4 | 1 kali pemakaian
An | 33 | Formwork For Slab (SNI 7394-2008-24) | m2 |  |  | 769096.9 | B.27 hal 141
PM 78 th 2014 Hal 270
- Material
|  | - Plywood 9 mm/12 mm | lembar | 0.35 | 289190 | 101216.5
|  | - beam meranti 5/7 Class II or III | m3 | 0.055 | 2669260 | 146809.3
|  | - Nail | kg | 0.4 | 96250 | 38500
|  | - Minayk Bekisting | ltr | 0.2 | 11660 | 2332
|  | - Dolken Kayu dia 8 cm | btg | 6 | 60940 | 365640
- Remuneration
|  | - Carpenter | man/day | 0.33 | 107800 | 35574
|  | - Worker | man/day | 0.66 | 107800 | 71148
|  | - Foreman | man/day | 0.033 | 119350 | 3938.55
|  | - Carpenter chief | man/day | 0.033 | 119350 | 3938.55
[6 empty] | 769096.9 | 1 kali pemakaian
An | 34 | Formwork For Stair (SNI 7394-2008-26) | m2 |  |  | 442197.8 | B.27 hal 141
PM 78 th 2014 Hal 270
- Material
|  | - Plywood 9 mm/12 mm | lembar | 0.35 | 129580 | 45353
|  | - beam meranti 5/7 Class II or III | m3 | 0.045 | 2669260 | 120116.7
|  | - Nail | kg | 0.4 | 96250 | 38500
|  | - Minayk Bekisting | ltr | 0.15 | 11660 | 1749
|  | - Dolken Kayu dia 8 cm | btg | 2 | 60940 | 121880
- Remuneration
|  | - Carpenter | man/day | 0.33 | 107800 | 35574
|  | - Worker | man/day | 0.66 | 107800 | 71148
|  | - Foreman | man/day | 0.033 | 119350 | 3938.55
|  | - Carpenter chief | man/day | 0.033 | 119350 | 3938.55
[6 empty] | 442197.8 | 1 kali pemakaian
An | 35 | Steel work : (U24 or BJTP 24) SNI 7394-2008-17 (100 kg) | Kg |  |  | 18666.9175 | B.17 hal 135
- Material
|  | - Steel Bar (Reinforcement) U 24 or BJTP 24 | kg | 105 | 15537.5 | 1631437.5
|  | - Concrete wire | kg | 1.5 | 18480 | 27720
- Remuneration
|  | - Steel worker | man/day | 0.7 | 119350 | 83545
|  | - Worker | man/day | 0.7 | 107800 | 75460
|  | - Supervisor | man/day | 0.07 | 119350 | 8354.5
|  | - Chief of steel Worker | man/day | 0.07 | 107800 | 7546
|  | Transportasi | Ls | 1 | 32628.75 | 32628.75
1866691.75
|  | Per kg |  |  |  | 18666.9175
An | 36 | Steel work : (U39 or BJTD 39) SNI 7394-2008-17 (100 kg) | Kg |  |  | 19621.1785 | B.17 hal 135
[8 empty] | Dia | Luas Penampang (cm2) | Berat Nominal (Kg/m)
|  | - Material | [5 empty] | 8 | 0.5027 | 0.395
|  | - Steel Bar (Reinforcement) U 39 or BJTD 39 | kg | 105 | 16428.5 | 1724992.5 |  | 10 | 0.7854 | 0.617 |  | keliling
|  | - Concrete wire | kg | 1.5 | 18480 | 27720 |  | 13 | 1.327 | 1.04 |  | 5.024
[8 empty] | 16 | 2.011 | 1.58
|  | - Remuneration | [5 empty] | 19 | 2.835 | 2.23
|  | - Steel worker | man/day | 0.7 | 119350 | 83545 |  | 22 | 3.801 | 2.96
|  | - Worker | man/day | 0.7 | 107800 | 75460 |  | 25 | 4.909 | 3.85
|  | - Supervisor | man/day | 0.07 | 119350 | 8354.5 |  | 29 | 60625 | 5.18
|  | - Chief of steel Worker | man/day | 0.07 | 107800 | 7546 |  | 32 | 8.042 | 6.31
|  | Transportasi | Ls | 1 | 34499.85 | 34499.85
1962117.85
|  | Per kg |  |  |  | 19621.1785
An | 37 | Steel Structure | ton |  |  | 19164530 | tdk ada dalam PERMEN
- Material
|  | - Steel Structure (HTS) | ton | 0.7475 | 12266000 | 9168835
|  | - Steel Structure (MS) | ton | 0.4025 | 12266000 | 4937065
|  | - Bolt and Nuts | pcs | 120 | 12266 | 1471920
|  | - Band plate | ton | 0.035 | 10800 | 378
- Remuneration
|  | - Steel worker | man/day | 10 | 121213 | 1212130
|  | - Worker | man/day | 20 | 102920 | 2058400
|  | - Supervisor | man/day | 2 | 157901 | 315802
19164530
|  | Per kg |  |  |  | 19164.53
An | 38 | IWF trusses complete with connection and steel painting | Kg
- Material
|  | - Profil IWF | kg | 1.15 | 14900 | 17135
|  | - Steel painting | kg | 0.08 | 53000 | 4240
- Remuneration
|  | - Worker | man/day | 0.06 | 102920 | 6175.2
|  | - Supervisor | man/day | 0.003 | 157901 | 473.703
|  | - Welder | man/day | 0.06 | 121230 | 7273.8
|  | - Welder chief | man/day | 0.006 | 139754 | 838.524
- Equipment
|  | - Welding Machine | unit/day | 0.02 | 495000 | 9900
46036.227
An | 39 | Wiremesh / Sheet | 10 Kg |  |  | 452563.1 | Permen PUPR 2016 hal 600
- Material
|  | - Wiremesh | sheet | 1 | 416350 | 416350
|  | - Concrete wire | kg | 1.5 | 18480 | 27720
- Remuneration
|  | - Steel worker | man/day | 0.025 | 119350 | 2983.75
|  | - Worker | man/day | 0.025 | 107800 | 2695
|  | - Supervisor | man/day | 0.001 | 119350 | 119.35
|  | - Chief of steel Worker | man/day | 0.025 | 107800 | 2695
452563.1
|  | Per kg |  |  |  | 4525.631
An | 40 | Pilling (Driven Pile 30 x 30 cm) | m |  |  | 1016903.03 | F.03 hal 152 |  | sangat berbeda dengan permen, permen langsung menggambarka 1 tiang pancang sedangkan PLNE dengan harga masing2 bahan tiang pancang
diskusi ke uip V dahulu
- Material
|  | - Driven Pile with reinforced concrete 30x30 cm | m' | 1.1 | 825000 | 907500
- Equipment
|  | - Tripod height 5 m | unit/day | 0.0312 | 220000 | 6864
|  | - Hammer 1-2 ton manual | unit/day | 0.0312 | 1161600 | 36241.92
|  | - Pile connection | pcs | 0.25 | 132000 | 33000
- Remuneration
|  | - Worker | man/day | 0.25 | 107800 | 26950
|  | - Supervisor | man/day | 0.025 | 119350 | 2983.75
|  | - Brick layer | man/day | 0.0312 | 107800 | 3363.36
1016903.03
An | 41 | Pilling (Driven Pile 40 x 40 cm) | m |  |  | 1100778.03 | F.03 hal 152 |  | sangat berbeda dengan permen, permen langsung menggambarka 1 tiang pancang sedangkan PLNE dengan harga masing2 bahan tiang pancang
diskusi ke uip V dahulu
- Material
|  | - Driven Pile with reinforced concrete 30x30 cm | m' | 1.03 | 962500 | 991375
- Equipment
|  | - Tripod height 5 m | unit/day | 0.0312 | 220000 | 6864
|  | - Hammer 1-2 ton manual | unit/day | 0.0312 | 1161600 | 36241.92
|  | - Pile connection | pcs | 0.25 | 132000 | 33000
- Remuneration
|  | - Worker | man/day | 0.25 | 107800 | 26950
|  | - Supervisor | man/day | 0.025 | 119350 | 2983.75
|  | - Brick layer | man/day | 0.0312 | 107800 | 3363.36
1100778.03
An | 42 | Bored Pile (dia 40 cm) Tower | m |  |  | 663776.0945 | F.03 hal 152 |  | sangat berbeda dengan permen, permen langsung menggambarka 1 tiang pancang sedangkan PLNE dengan harga masing2 bahan tiang pancang
- Material
|  | - Concrete K-225 | m3 | 0.13816 | 1115864.6138 | 154167.855
|  | - Screew Reinfoced of Steel U 32 - BJTD 40 | kg | 17.5342 | 19621.1785 | 344042.3744 |  |  | Dia | Luas Penampang (cm2) | Berat Nominal (Kg/m)
|  | - Casing | ls | 1 | 37800 | 37800 |  |  | 8 | 0.5027 | 0.395
|  | - Fuel | lt | 0.5 | 12100 | 6050 |  |  | 10 | 0.7854 | 0.617 |  | keliling
[9 empty] | 13 | 1.327 | 1.04 |  | 5.024
|  | - Equipment | [6 empty] | 16 | 2.011 | 1.58
|  | - Drilling Pile of Machine | hour | 0.15 | 138187.5 | 20728.125 |  |  | 19 | 2.835 | 2.23
|  | - Pipe Tremi | hour | 0.15 | 35640 | 5346 |  |  | 22 | 3.801 | 2.96
|  | - Theodolit | hour | 0.15 | 220000 | 33000 |  |  | 25 | 4.909 | 3.85
|  | - Supporting of Equipment ( Welder and Cutting Machine ) | hour | 0.15 | 7150 | 1072.5 |  |  | 29 | 60625 | 5.18
[9 empty] | 32 | 8.042 | 6.31
- Mobilization
|  | - Mobilisasion of Drilling or Driven Machine | ls | 0.04 | 1000000 | 40000
- Remuneration
|  | - Worker | man/day | 0.1 | 107800 | 10780
|  | - Supervisor | man/day | 0.01 | 119350 | 1193.5
|  | - Operator | man/day | 0.05 | 191914.8 | 9595.74
|  | - Engineer | man/day | 0.03 | 366666.6667 | 11000
|  | - Surveyor | man/day | 0.1 | 330000 | 33000
663776.0945
An | 43 | Bored Pile (dia 40 cm) Control Building | m |  |  | 647028.2498 | F.03 hal 152 |  | sangat berbeda dengan permen, permen langsung menggambarka 1 tiang pancang sedangkan PLNE dengan harga masing2 bahan tiang pancang
- Material
|  | - Concrete K-225 | m3 | 0.13188 | 1057576.2424 | 139473.1548
|  | - Screew Reinfoced of Steel U 32 - BJTD 40 | kg | 17.4296 | 19621.1785 | 341989.23 |  |  | Dia | Luas Penampang (cm2) | Berat Nominal (Kg/m)
|  | - Casing | ls | 1 | 37800 | 37800 |  |  | 8 | 0.5027 | 0.395
|  | - Fuel | lt | 0.5 | 12100 | 6050 |  |  | 10 | 0.7854 | 0.617
[9 empty] | 13 | 1.327 | 1.04
|  | - Equipment | [6 empty] | 16 | 2.011 | 1.58
|  | - Drilling Pile of Machine | hour | 0.15 | 138187.5 | 20728.125 |  |  | 19 | 2.835 | 2.23
|  | - Pipe Tremi | hour | 0.15 | 35640 | 5346 |  |  | 22 | 3.801 | 2.96
|  | - Theodolit | hour | 0.15 | 220000 | 33000 |  |  | 25 | 4.909 | 3.85
|  | - Supporting of Equipment ( Welder and Cutting Machine ) | hour | 0.15 | 7150 | 1072.5 |  |  | 29 | 60625 | 5.18
[9 empty] | 32 | 8.042 | 6.31
- Mobilization
|  | - Mobilisasion of Drilling or Driven Machine | ls | 0.04 | 1000000 | 40000
- Remuneration
|  | - Worker | man/day | 0.1 | 107800 | 10780
|  | - Supervisor | man/day | 0.01 | 119350 | 1193.5
|  | - Operator | man/day | 0.05 | 191914.8 | 9595.74
|  | - Engineer | man/day | 0.03 | 366666.6667 | 11000
|  | - Surveyor | man/day | 0.1 | 330000 | 33000
647028.2498
An | 43 | Pilling (Driven Pile 20 x 20 cm) | m |  |  |  | tidak ada dalam PERMEN
- Material
|  | - Driven Pile with reinforced concrete 20x20 cm | m | 1.03 | 79000 | 81370
- Equipment
|  | - Tripod height 5 m | unit/day | 0.018506 | 200000 | 3701.2928
|  | - Hammer 1-2 ton manual | unit/day | 0.018506 | 600000 | 11103.8783
|  | - Pile connection | unit | 0.25 | 98500 | 24625
- Remuneration
|  | - Worker | man/day | 0.14853 | 102920 | 15286.3593
|  | - Supervisor | man/day | 0.011882 | 157901 | 1876.2001
|  | - Brick layer | man/day | 0.023122 | 121230 | 2803.091
140765.8215
An | 44 | Pilling (Sheet Pile Corrugated Precast) 40 x 15 | m |  |  |  | F.08 hal. 154
- Material
|  | - Sheet Pile Corrugated Precast 40 x 15 | m' | 1.03 | 1290000 | 1328700
- Remuneration
|  | - Worker | man/day | 0.2 | 102920 | 20584
|  | - Supervisor | man/day | 0.02 | 157901 | 3158.02
|  | - Brick Layer | man/day | 0.025 | 121230 | 3030.75
- Equipment
|  | - Tripod height 5 m | unit/day | 0.025 | 200000 | 5000
|  | - Hammer 1-2 ton manual | unit/day | 0.025 | 600000 | 15000
|  | - Pile connection | pcs | 0.25 | 98500 | 24625
1400097.77
An | 45 | Wooden Driven Pile | m |  |  | 119127.54
Material
|  | - Dolken dia 10 cm | m | 1.2 | 15235 | 18282 | tidak ada dalam PERMEN
Rent of Equipment
|  | - Hammer 1-2 ton (manually) | unit/day | 0.05 | 726000 | 36300
|  | - Tripod height 5 m | unit/day | 0.05 | 220000 | 11000
- Remuneration
|  | - Worker | man/day | 0.4 | 102920 | 41168
|  | - Supervisor | man/day | 0.04 | 157901 | 6316.04
|  | - Brick Layer | man/day | 0.05 | 121230 | 6061.5
119127.54
An | 46 | Steel Structure Transportation (+ 54 km) | ton
Remuneration
|  | - Operator | man/day | 1
|  | - Worker | man/day | 5
|  | - Steel Worker | man/day | 1
|  | - Supervisor | man/day | 1
Equipment
|  | - Truk Trailer 20 feet | unit/day | 0.2
|  | - Forklift kapasitas 3 ton | unit/day | 0.15
|  | Tools (include sling, clamp, etc) | ls | 0.05
BBM + Tolls
|  | - BBM / Solar | liter | 5
|  | - Tolls | ls | 1
An | 47 | Installment Anchor Steel Bolt | Kg |  |  | 54535.91
Remuneration
|  | - Steel worker | man/day | 0.03 | 119350 | 3580.5
|  | - Worker | man/day | 0.02 | 107800 | 2156
|  | - Supervisor | man/day | 0.002 | 155155 | 310.31
|  | - Chief of steel Worker | man/day | 0.003 | 107800 | 323.4
Material
|  | - Anchor Bar | kg | 0.2 | 16428.5 | 3285.7
|  | - Bolt | kg | 2.04 | 22000 | 44880
An | 48 | Installment Profil IWF or Canal | Kg |  |  | 32329.44
Remuneration
|  | - Steel worker | man/day | 0.03 | 119350 | 3580.5
|  | - Worker | man/day | 0.02 | 107800 | 2156
|  | - Supervisor | man/day | 0.002 | 155155 | 310.31
|  | - Chief of steel Worker | man/day | 0.003 | 107800 | 323.4
0
|  | Material |  |  |  | 0
|  | - Baja IWF | kg | 1.05 | 22000 | 23100
|  | - Las Wire | kg | 0.022 | 18590 | 408.98
Equipment
|  | - Las Machine | hour | 0.022 | 111375 | 2450.25
An | 49 | Pekerjaan Bored Pile dia 40 cm (Breakdown) |  |  |  | 32329.44
| 1 | - Mobilisasi Alat Bored Pile | titik | 0.72 | 800000 | 576000
| 2 | - Pekerjaan Pengeboran Bored Pile (dia 40 cm) | m' |  |  | 52230.6125
|  | - Remuneration |  |  |  | 0 |  | Orang | Hari
|  | - Worker | man/day | 0.125 | 107800 | 13475 |  | 2 | 0.0625
|  | - Operator | man/day | 0.0625 | 191914.8 | 11994.675 |  | 1 | 0.0625
|  | - Supervisor | man/day | 0.03125 | 119350 | 3729.6875 |  | 1 | 0.03125
0
|  | - Equipment |  |  |  | 0
|  | - Drilling Pile of Machine | hour | 0.16667 | 138187.5 | 23031.25 |  | 1 | 0.16667
| 3 | - Pemasangan Cassing Bored Pile |  |  |  | 360467.1875
Material
|  | - Casing | m | 4 | 75000 | 300000
|  | - Remuneration |  |  | \ |  |  | Orang | Hari
|  | - Worker | man/day | 0.0625 | 107800 | 6737.5 |  | 2 | 0.0625
|  | - Supervisor | man/day | 0.03125 | 119350 | 3729.6875 |  | 1 | 0.03125
|  | Alat Bantu | Ls | 1 | 50000 | 50000
| 4 | - Cutting Kepala Bored Pile | Pcs |  |  | 83084.375
|  | - Remuneration |  |  |  | 0 |  | Orang | Hari
|  | - Worker | man/day | 0.25 | 107800 | 26950 |  | 2 | 0.125
|  | - Foreman | man/day | 0.0625 | 119350 | 7459.375 |  | 1 | 0.0625
0
|  | - Equipment |  |  |  | 0
|  | - Hammer | day | 0.125 | 229900 | 28737.5 |  | 1 | 0.125
|  | - Steel Saw | day | 0.125 | 159500 | 19937.5 |  | 1 | 0.125
0
| 5 | - Bored pile dia 40 cm (include beton K-225, Penulangan BJTP 24 dan BJTD 32, dan langsir material bored pile) |  |  |  | 868459.7105
|  | - Concrete K-225 | m3 | 0.13816 | 1115864.6138 | 154167.855
|  | - Screew Reinfoced of Steel U 32 - BJTD 40 | kg | 30.8062 | 19621.1785 | 604454.6555
|  | - Langsir material Bored Pile | m3 | 0.13816 | 795000 | 109837.2
An | 50 | Turap Kayu Dolken | m' |  |  | 791683.75 |  |  |  |  | Keliling tower |  | Jumlah Dolken per meter
|  | Remuneration | [8 empty] | 1 |  | 8 | cm
|  | - Worker | man/day | 0.25 | 107800 | 26950 |  | 0.125 | 2 | 0.25 | 1 | m | 100 | cm
|  | - Foreman | man/day | 0.025 | 119350 | 2983.75 |  | 0.0125 | 2 | 0.025 | 1 |  | 12.5
0
|  | Material |  |  |  | 0
|  | Dolken dia. 8-10 cm, length 4 m. | Stick | 12.5 | 60940 | 761750
D. DEMOLISHING WORK
An | 1 | Demolishing Formwork for foundation | m2 |  |  | 4932.62
-Remuneration
|  | - Worker | man/day | 0.04 | 107800 | 4312 | B.40 hal. 148
|  | - Foreman' | man/day | 0.004 | 155155 | 620.62
4932.62
An | 2 | Demolishing Stone Masonry with Jack Hammer | m3 |  |  | 86141
-Remuneration
|  | - Worker | man/day | 0.6 | 107800 | 64680 | B.40 hal. 148
|  | - Supervisor | man/day | 0.06 | 119350 | 7161
-Equipment
|  | - Jack Hammer | unit/day | 0.05 | 286000 | 14300
86141
An | 3 | Demolishing Brick Wall manual | m3 |  |  | 759837.54 | permen pu hal 94
-Remuneration
|  | - Worker | man/day | 6.667 | 107800 | 718702.6
|  | - Supervisor | man/day | 0.333 | 119350 | 39743.55
|  | Equipment (supporting tools) | unit
|  | - Palu / Godam | unit | 0.002 | 229900 | 459.8
|  | - Pahat Beton (Baja Keras) | unit | 0.003 | 165000 | 495
|  | - Linggis (Baja Keras) | unit | 0.007 | 62370 | 436.59
759837.54
A.2.2.1.13 hal. 375
An | 4 | Demolishing Red Brick with Jack Hammer | m3 |  |  | 29667 | permen pu hal 94
Remuneration
|  | - Worker | man/day | 0.2 | 107800 | 21560
|  | - Supervisor | man/day | 0.02 | 119350 | 2387
Equipment
|  | - Sewa Jack Hammer | day | 0.02 | 286000 | 5720
29667
An | 5 | Demolishing Reinforced Concrete Manual | m3 |  |  | 1540738.43
-Remuneration
|  | - Worker | man/day | 13.334 | 107800 | 1437405.2
|  | - Supervisor | man/day | 0.666 | 155155 | 103333.23
1540738.43
An | 6 | Demolishing Concrete with Jack Hammer | m3 |  |  | 145046
|  | - Remuneration | [5 empty] | jumlah orang |  | Hari
|  | - Worker | man/day | 0.6 | 107800 | 64680 |  | 5 | orang | 0.5 | hari
|  | - Supervisor | man/day | 0.06 | 119350 | 7161 |  | 1 | orang | 0.5 | hari
|  | -Equipment | [5 empty] | Jumlah Alat |  | Hari
|  | - Jack Hammer | unit/day | 0.16 | 286000 | 45760 |  | 1 | unit | 0.5 | hari
|  | - Hammer (Palu) | bh | 0.05 | 229900 | 11495 |  | 2 | unit | 0.5 | hari
|  | - Steel Saw | bh | 0.1 | 159500 | 15950 |  | 1 | unit | 0.5 | hari
|  | - Steel Chisel (Baja Keras) | bh | 0.2 | 204600 | 40920 |  | 2 | unit | 0.5 | hari
145046
An | 7 | Demolishing Concrete with heavy equip | m3 |  |  | 2431573.66 | Permen PU Hal 148
Remuneration
|  | - Worker | man/day | 0.09 | 107800 | 9702
|  | - Supervisor | man/day | 0.045 | 119350 | 5370.75
|  | - Operator | man/day | 0.2 | 191914.8 | 38382.96
Equipment
|  | - Excavator-mounted hydraulic jackhammer | hour | 0.25 | 704803 | 176200.75
- Scaffholding
|  | Main Frame Scaffolding 1.9 m | unit/day | 0.5 | 4287694.4 | 2143847.2
|  | Horizontal Frame Scaffolding | unit/day | 0.5 | 9350 | 4675
|  | Cross Brace | unit/day | 0.5 | 7150 | 3575
|  | Jack Base Scaffolding | unit/day | 0.5 | 14300 | 7150
|  | - Sling | unit/day | 0.2 | 50000 | 10000
|  | - Anchor | pcs | 0.2 | 133100 | 26620
Material
|  | - BBM / Solar | liter | 0.5 | 12100 | 6050
2431573.66
An | 8 | Demolished Concrete Disposal (Outside Project Area) | m3 |  |  | 760024.7442 | permen pu 2013 Halaman 207
Remuneration
|  | - Worker | man/day | 0.12 | 107800 | 12936
|  | - Supervisor | man/day | 0.0132 | 119350 | 1575.42
|  | - Operator | man/day | 0.024 | 191914.8 | 4605.9552
Equipment
|  | - Excavator | hour | 0.384 | 704803 | 270644.352
|  | - Dump Truck | hour | 0.384 | 1161622.44 | 446063.017
Material
|  | - BBM (Solar) | liter | 2 | 12100 | 24200
760024.7442
An | 9 | Steel Structure Dismantling | ton |  |  | 5354490.8
Remuneration
|  | - Steel Worker | man/day | 5 | 119350 | 596750
|  | - Worker | man/day | 10 | 107800 | 1078000
|  | - Supervisor | man/day | 1 | 119350 | 119350
|  | - Welder | man/day | 0.5 | 127600 | 63800
0
|  | Equipment |  |  |  | 0
|  | - Scaffholding |  |  |  | 0
|  | Main Frame Scaffolding 1.9 m | unit/day | 0.5 | 4287694.4 | 2143847.2
|  | Horizontal Frame Scaffolding | unit/day | 0.5 | 9350 | 4675
|  | Cross Brace | unit/day | 0.5 | 7150 | 3575
|  | Jack Base Scaffolding | unit/day | 0.5 | 14300 | 7150
|  | - Sling | unit/day | 0.2 | 50000 | 10000
|  | - Anchor | pcs | 0.2 | 133100 | 26620
|  | - Welding Machine | unit/day | 0.25 | 891000 | 222750
|  | - Genset | unit/day | 0.25 | 4287694.4 | 1071923.6
0
|  | Material |  |  |  | 0
|  | - BBM (Solar) | liter | 0.5 | 12100 | 6050
5354490.8
An | 10 | Demolishing conductor | m
Remuneration
|  | - Worker | man/day | 0.05
|  | - Steel Worker | man/day | 0.02
|  | - Supervisor | man/day | 0.002
Equipment
|  | - Tools (seling, tirfor, etc) | unit/day | 0.1
|  | - Steel saw | unit/day | 0.015
An | 11 | Demolishing isolator & accesories | ton
Remuneration
|  | - Worker | man/day | 0.5
|  | - Steel Worker | man/day | 0.2
|  | - Supervisor | man/day | 0.02
Equipment
|  | - Tools (seling, tirfor, etc) | unit/day | 0.2
|  | - Chain block | unit/day | 0.15
An | 12 | Dismlanting Fence/gate | Unit
Remuneration
|  | - Steel Worker | man/day | 1 | 119350 | 119350
|  | - Worker | man/day | 2 | 107800 | 215600
|  | - Supervisor | man/day | 0.5 | 119350 | 59675
|  | - Welder | man/day | 0.25 | 127600 | 31900
0
|  | Equipment |  |  |  | 0
|  | - Welding Machine | unit/day | 0.05 | 891000 | 44550
|  | - Genset | unit/day | 0.05 | 4287694.4 | 214384.72
0
|  | Material |  |  |  | 0
|  | - BBM (Solar) | liter | 0.5 | 12100 | 6050
691509.72
An | 13 | Demolishing and rewinding existing cable | m
Remuneration
|  | - Worker | man/day | 0.2
|  | - Supervisor | man/day | 0.08
Material
|  | - Haspel | unit | 0.005
An | 14 | Rewinding existing cable | m
Equipment
|  | - Truck crane 3 ton | unit-day | 0.125 | 2576000 | 322000
|  | - Forklift | unit-day | 0.0625 | 1925000 | 120312.5
|  | - Tripod | unit-day | 0.5 | 220000 | 110000
|  | - Chain block 5 ton | unit-day | 0.5 | 132602.712 | 66301.356
|  | Renumeration | [5 empty] | Rewinding
|  | - Worker | man-day | 0.16 | 107800 | 17248 |  | 2 | org | 12.5 | 100 m / hari
|  | - Steel worker | man-day | 0.16 | 119350 | 19096 |  | 2 | org | 12.5 | hari
|  | - Supervision | man-day | 0.08 | 119350 | 9548 |  | 1 | org | 12.5 | hari
|  | - Foreman | man-day | 0.08 | 119350 | 9548 |  | 1 | org | 12.5 | hari
674053.856
An | 15 | Relocated pre cast concrete/sheet pile (inside project area) | lbr
Remuneration
|  | - Worker | man/day | 0.5 | 107800 | 53900
|  | - Supervisor | man/day | 0.05 | 119350 | 5967.5
|  | - Operator | man/day | 0.025 | 191914.8 | 4797.87
0
|  | Equipment |  |  |  | 0
|  | - Mobile crane | unit/day | 0.02 | #NAME? | #NAME?
0
|  | Material |  |  |  | 0
|  | - BBM (Solar) | liter | 0.5 | 12100 | 6050
#NAME?
An | 16 | Demolished pipe and disposal (Outside Project Area) | m
Remuneration
|  | - Worker | man/day | 0.12 | 107800 | 12936
|  | - Supervisor | man/day | 0.0132 | 119350 | 1575.42
|  | - Operator | man/day | 0.024 | 191914.8 | 4605.9552
Equipment
|  | - Excavator | hour | 0.12 | 704803 | 84576.36
|  | - Dump Truck | hour | 0.12 | 1161622.44 | 139394.6928
Material
|  | - BBM (Solar) | liter | 2 | 12100 | 24200
267288.428
An | 17 | Dismlanting Sliding Door (4000x5000)mm | unit
Remuneration
|  | - Steel Worker | man/day | 5
|  | - Worker | man/day | 10
|  | - Supervisor | man/day | 1
|  | - Welder | man/day | 0.5
Equipment
- Scaffholding
|  | Main Frame Scaffolding 1.9 m | unit/day | 0.5
|  | Horizontal Frame Scaffolding | unit/day | 0.5
|  | Cross Brace | unit/day | 0.5
|  | Jack Base Scaffolding | unit/day | 0.5
|  | - Anchor | pcs | 0.2
|  | - Welding Machine | unit/day | 0.25
|  | - Genset | unit/day | 0.25
Material
|  | - BBM (Solar) | liter | 0.5
An | 18 | Dismantling Thermal Insulation Glasswool t=10 cm | m2 |  |  |  | Permen PU Hal 375
- Remuneration
|  | - Carpenter | man/day | 0.05
|  | - Worker | man/day | 0.15
|  | - Supervisor | man/day | 0.008
|  | - Carpenter chief | man/day | 0.005
An | 19 | Demolishing Roofing klip lock HI-TEN (atap aluminium) | m2
- Remuneration
|  | - Carpenter | man/day | 0.75
|  | - Worker | man/day | 0.15
|  | - Supervisor | man/day | 0.006
|  | - Carpenter chief | man/day | 0.08
An | 20 | Demolishing Nok Standard HI-TEN | m |  |  |  | Permen PU Hal 148
- Remuneration
|  | - Carpenter | man/day | 1
|  | - Worker | man/day | 0.1
|  | - Supervisor | man/day | 0.05
|  | - Carpenter chief | man/day | 0.1
An | 21 | Demolishing Roofing (asbes) | m2 |  |  |  | A.4.5.2.40 hal. 510
- Remuneration
|  | - Carpenter | man/day | 0.375 | 107800 | 40425
|  | - Worker | man/day | 0.075 | 107800 | 8085
|  | - Supervisor | man/day | 0.003 | 119350 | 358.05
|  | - Carpenter chief | man/day | 0.04 | 119350 | 4774
53642.05
An | 22 | Demolishing Plesteran Dinding | m2 |  |  |  | Jurnal 2016 hal 337
Remuneration
|  | - Worker | man/day | 2
|  | - Supervisor | man/day | 0.09
An | 23 | Demolishing Plafond (jika bongkaran dipakai) | m2 |  |  |  | Jurnal 2016 hal 338
Remuneration
|  | - Worker | man/day | 0.1
|  | - Supervisor | man/day | 0.005
|  | - Carpenter | man/day | 0.25
|  | - Carpenter Chief | man/day | 0.003
An | 24 | Demolishing Plafond (jika bongkaran tidak dipakai) | m2 |  |  |  | Jurnal 2016 hal 338
Remuneration
|  | - Worker | man/day | 0.125
|  | - Supervisor | man/day | 0.125
An | 25 | Demolishing Lighting road (including pole and cable) | unit
Remuneration
|  | - Worker | man/day | 0.85 | 107800 | 91630
|  | - Supervisor | man/day | 0.325 | 119350 | 38788.75
130418.75
An | 26 | Demolishing CCTV | unit
Remuneration
|  | - Worker | man/day | 0.75 | 107800 | 80850
|  | - Supervisor | man/day | 0.25 | 119350 | 29837.5
110687.5
E. FINISHING WORK
An | 1 | Ceilling Gypsum board 1200 x 2400 x 9 mm | m2 |  |  | 57779.7 | A.4.5.1.7 hal 489
- Material
|  | - Gypsum board 9 mm | sheet | 0.34722 | 106920 | 37125
|  | - Nail screws | kg | 0.11 | 29920 | 3291.2
- Remuneration
|  | - Carpenter | man/day | 0.05 | 107800 | 5390
|  | - Worker | man/day | 0.1 | 107800 | 10780
|  | - Supervisor | man/day | 0.005 | 119350 | 596.75
|  | - Carpenter chief | man/day | 0.005 | 119350 | 596.75
57779.7
An | 2 | Ceilling Frame (Hollow steel 40 x 40 x 2 mm, modul 60x120 cm) | m2 |  |  | #REF! | A.4.5.1.7 hal 489
- Material
|  | - Hollow steel 40.40.2 mm | m' | 3.5 | #REF! | #REF!
|  | - Accessories | Ls | 1 | #REF! | #REF!
- Remuneration
|  | - Carpenter | man/day | 0.25 | 107800 | 26950
|  | - Worker | man/day | 0.25 | 107800 | 26950
|  | - Supervisor | man/day | 0.013 | 119350 | 1551.55
|  | - Carpenter chief | man/day | 0.025 | 119350 | 2983.75
#REF!
An | 3 | List plafon gypsum profil | m |  |  | 61117.65 | tidak ada dalam PERMEN
- Material
|  | - list gypsum profil | m' | 1.05 | 43560 | 45738
|  | - Tepung gypsum | kg | 0.15 | 9130 | 1369.5
- Remuneration
|  | - Carpenter | man/day | 0.06 | 107800 | 6468
|  | - Worker | man/day | 0.06 | 107800 | 6468
|  | - Supervisor | man/day | 0.009 | 119350 | 1074.15
61117.65
An | 4 | Granite floor tiles 600 x 600 mm | m2 |  |  | 641809.41 | A.4.4.3.13 hal. 460
- Material
|  | - Granite tile 600 x 600 mm | m2 | 1.05 | 536360 | 563178 | Cat: dalam PERMEN, satuan buah. Dalam jurnal, satuan m2
|  | - Portland Cement (PC) | kg | 9.6 | 1348.6 | 12946.56
|  | - Sand (Pasir Pasang) | m3 | 0.045 | 170610 | 7677.45
|  | - Colour Cement (PC) | kg | 1.5 | 10890 | 16335
- Remuneration
|  | - Brick layer | man/day | 0.12 | 107800 | 12936
|  | - Worker | man/day | 0.24 | 107800 | 25872
|  | - Supervisor | man/day | 0.012 | 119350 | 1432.2
|  | - Brick layer chief | man/day | 0.012 | 119350 | 1432.2 | 41672.4
641809.41
An | 5 | Granite floor tiles 300 x 300 mm | m2 |  |  | 367928.55 | A.4.4.3.10 hal 459
- Material
|  | - Granite tile 300 x 300 mm | m2 | 1.05 | 271700 | 285285 | Cat: dalam PERMEN, satuan buah. Dalam jurnal, satuan m2
|  | - Portland Cement (PC) | kg | 10 | 1348.6 | 13486
|  | - Sand (Pasir Pasang) | m3 | 0.045 | 170610 | 7677.45
|  | - Colour Cement | kg | 1.5 | 10890 | 16335
- Remuneration
|  | - Brick layer | man/day | 0.13 | 107800 | 14014
|  | - Worker | man/day | 0.26 | 107800 | 28028
|  | - Supervisor | man/day | 0.013 | 119350 | 1551.55
|  | - Brick layer chief | man/day | 0.013 | 119350 | 1551.55
367928.55
An | 6 | Granite floor tiles 300 x 600 mm | m2 |  |  | 516737.375 | tidak ada dalam PERMEN
- Material
|  | - Granite tile 300 x 600 mm | m2 | 1.05 | 429550 | 451027.5
|  | - Portland Cement (PC) | kg | 10 | 1348.6 | 13486
|  | - Sand (Pasir Pasang) | m3 | 0.045 | 170610 | 7677.45
- Remuneration
|  | - Brick layer | man/day | 0.125 | 107800 | 13475
|  | - Worker | man/day | 0.26 | 107800 | 28028
|  | - Supervisor | man/day | 0.0125 | 119350 | 1491.875
|  | - Brick layer chief | man/day | 0.013 | 119350 | 1551.55
516737.375
An | 7 | Non glazed ceramic floor tiles 400 x 400 mm | m2 |  |  | 165698.83 | A.4.4.3.11 hal 459
- Material
|  | - Not glazed ceramic floor tiles 400 x 400 mm | m2 | 1 | 87120 | 87120 | Cat: dalam PERMEN, satuan buah. Dalam jurnal, satuan m2
|  | - Portland Cement (PC) | kg | 9.8 | 1348.6 | 13216.28
|  | - Sand (Pasir Pasang) | m3 | 0.045 | 170610 | 7677.45
|  | - Colour Cement | kg | 1.3 | 10890 | 14157
- Remuneration
|  | - Brick layer | man/day | 0.125 | 107800 | 13475
|  | - Worker | man/day | 0.25 | 107800 | 26950
|  | - Supervisor | man/day | 0.013 | 119350 | 1551.55
|  | - Brick layer chief | man/day | 0.013 | 119350 | 1551.55
165698.83
An | 8 | Granite wall tiles 400 x 400 mm | m2 |  |  | 487800.83 | A.4.4.3.9 hal. 458
- Material
|  | - Granite wall tiles 400 x 400 mm | m2 | 1.1 | 372020 | 409222 | Cat: dalam PERMEN, satuan buah. Dalam jurnal, satuan m2
|  | - Portland Cement (PC) | kg | 9.8 | 1348.6 | 13216.28
|  | - Colour Cement | kg | 1.3 | 10890 | 14157
|  | - Sand (Pasir Pasang) | m3 | 0.045 | 170610 | 7677.45
- Remuneration
|  | - Brick layer | man/day | 0.125 | 107800 | 13475
|  | - Worker | man/day | 0.25 | 107800 | 26950
|  | - Supervisor | man/day | 0.013 | 119350 | 1551.55
|  | - Brick layer chief | man/day | 0.013 | 119350 | 1551.55
487800.83
An | 9 | Granite plint tile 100 x 300 mm | m |  |  | 115879.8007 | A.4.4.3.28 hal. 468
- Material
|  | - Granite plint tile 100 x 300 mm | m | 3.3333 | 27500 | 91666.6667
|  | - Portland Cement (PC) | kg | 1.14 | 1348.6 | 1537.404
|  | - Sand (Pasir Pasang) | m3 | 0.003 | 170610 | 511.83
|  | - Colour Cement | kg | 0.1 | 10890 | 1089
- Remuneration
|  | - Brick layer | man/day | 0.09 | 107800 | 9702
|  | - Worker | man/day | 0.09 | 107800 | 9702
|  | - Supervisor | man/day | 0.005 | 119350 | 596.75
|  | - Brick layerr chief | man/day | 0.009 | 119350 | 1074.15
115879.8007
An | 10 | Glazed plint tiles 100 x 400 mm | m |  |  | 104238.134 | A.4.4.3.21 hal. 464
- Material
|  | - Glazed plint tiles 100 x 400 mm | m2 | 2.5 | 32010 | 80025
|  | - Portland Cement (PC) | kg | 1.14 | 1348.6 | 1537.404
|  | - Sand (Pasir Pasang) | m3 | 0.003 | 170610 | 511.83
|  | - Colour Cement | kg | 0.1 | 10890 | 1089
0
|  | - Remuneration |  |  |  | 0
|  | - Brick layer | man/day | 0.09 | 107800 | 9702
|  | - Worker | man/day | 0.09 | 107800 | 9702
|  | - Supervisor | man/day | 0.009 | 119350 | 1074.15
|  | - Brick layer chief | man/day | 0.005 | 119350 | 596.75
104238.134
An | 11 | Ceramic floor tiles 200 x 200 mm | m2 |  |  | 265037.19 | SNI 7395 2008
- Material
|  | - Ceramic tile 200 x 200 mm | m2 | 1.2 | 86790 | 104148 | Cat: dalam PERMEN, satuan buah. Dalam jurnal, satuan m2
|  | - Portland Cement (PC) | kg | 10.4 | 1348.6 | 14025.44
|  | - Sand (Pasir Pasang) | m3 | 0.045 | 170610 | 7677.45
|  | - Colour Cement (PC) | kg | 1.62 | 10890 | 17641.8
- Remuneration
|  | - Brick layer | man/day | 0.35 | 107800 | 37730
|  | - Worker | man/day | 0.7 | 107800 | 75460
|  | - Supervisor | man/day | 0.035 | 119350 | 4177.25
|  | - Brick layer chief | man/day | 0.035 | 119350 | 4177.25 | 121544.5
An | 12 | Ceramic floor tiles 300 x 300 mm | m2 |  |  | 259758.95 | SNI 7395 2008
- Material
|  | - Ceramic tile 300 x 300 mm | m2 | 1.2 | 83930 | 100716 | Cat: dalam PERMEN, satuan buah. Dalam jurnal, satuan m2
|  | - Portland Cement (PC) | kg | 10 | 1348.6 | 13486
|  | - Sand (Pasir Pasang) | m3 | 0.045 | 170610 | 7677.45
|  | - Colour Cement (PC) | kg | 1.5 | 10890 | 16335
- Remuneration
|  | - Brick layer | man/day | 0.35 | 107800 | 37730
|  | - Worker | man/day | 0.7 | 107800 | 75460
|  | - Supervisor | man/day | 0.035 | 119350 | 4177.25
|  | - Brick layer chief | man/day | 0.035 | 119350 | 4177.25 | 121544.5
An | 13 | Ceramic floor tiles 600 x 600 mm | m2 |  |  | 215603.41 | SNI 7395 2008
- Material
|  | - Ceramic tile 600 x 600 mm | m2 | 1.1 | 124520 | 136972 | Cat: dalam PERMEN, satuan buah. Dalam jurnal, satuan m2
|  | - Portland Cement (PC) | kg | 9.6 | 1348.6 | 12946.56
|  | - Sand (Pasir Pasang) | m3 | 0.045 | 170610 | 7677.45
|  | - Colour Cement (PC) | kg | 1.5 | 10890 | 16335
- Remuneration
|  | - Brick layer | man/day | 0.12 | 107800 | 12936
|  | - Worker | man/day | 0.24 | 107800 | 25872
|  | - Supervisor | man/day | 0.012 | 119350 | 1432.2
|  | - Brick layer chief | man/day | 0.012 | 119350 | 1432.2 | 41672.4
215603.41
An | 14 | Ceramic wall tiles 100 x 200 mm | m2 |  |  | #VALUE! | SNI 7395 2008
- Material
|  | - Ceramic tile 100 x 200 mm | m2 | 1.2 | a | #VALUE! | Cat: dalam PERMEN, satuan buah. Dalam jurnal, satuan m2
|  | - Portland Cement (PC) | kg | 9.3 | 1348.6 | 12541.98
|  | - Sand (Pasir Pasang) | m3 | 0.018 | 170610 | 3070.98
|  | - Colour Cement (PC) | kg | 1.94 | 10890 | 21126.6
- Remuneration
|  | - Brick layer | man/day | 0.45 | 107800 | 48510
|  | - Worker | man/day | 0.9 | 107800 | 97020
|  | - Supervisor | man/day | 0.045 | 119350 | 5370.75
|  | - Brick layer chief | man/day | 0.045 | 119350 | 5370.75 | 156271.5
An | 15 | Ceramic wall tiles 200 x 200 mm | m2 |  |  | 297159.06 | SNI 7395 2008
- Material
|  | - Ceramic tile 200 x 200 mm | m2 | 1.2 | 86790 | 104148 | Cat: dalam PERMEN, satuan buah. Dalam jurnal, satuan m2
|  | - Portland Cement (PC) | kg | 9.3 | 1348.6 | 12541.98
|  | - Sand (Pasir Pasang) | m3 | 0.018 | 170610 | 3070.98
|  | - Colour Cement (PC) | kg | 1.94 | 10890 | 21126.6
- Remuneration
|  | - Brick layer | man/day | 0.45 | 107800 | 48510
|  | - Worker | man/day | 0.9 | 107800 | 97020
|  | - Supervisor | man/day | 0.045 | 119350 | 5370.75
|  | - Brick layer chief | man/day | 0.045 | 119350 | 5370.75 | 156271.5
An | 16 | Ceramic plint tile 100 x 600 mm | m |  |  | 106713.134 | A.4.4.3.28 hal. 468 | SNI 7395-2008
- Material
|  | - Granite plint tile 100 x 600 mm | m2 | 1.6667 | 49500 | 82500
|  | - Portland Cement (PC) | kg | 1.14 | 1348.6 | 1537.404
|  | - Sand (Pasir Pasang) | m3 | 0.003 | 170610 | 511.83
|  | - Colour Cement | kg | 0.1 | 10890 | 1089
- Remuneration
|  | - Brick layer | man/day | 0.09 | 107800 | 9702
|  | - Worker | man/day | 0.09 | 107800 | 9702
|  | - Supervisor | man/day | 0.005 | 119350 | 596.75
|  | - Brick layerr chief | man/day | 0.009 | 119350 | 1074.15
An | 17 | Glazed Ceramic wall tiles 200 x 250 mm | m2 |  |  | 253985.49 | SNI 7395 2008
- Material
|  | - Ceramic tile 200 x 250 mm | m2 | 1.2 | 139700 | 167640 | Cat: dalam PERMEN, satuan buah. Dalam jurnal, satuan m2
|  | - Portland Cement (PC) | kg | 10.4 | 1348.6 | 14025.44
|  | - Sand (Pasir Pasang) | m3 | 0.045 | 170610 | 7677.45
|  | - Colour Cement (PC) | kg | 1.62 | 10890 | 17641.8
- Remuneration
|  | - Brick layer | man/day | 0.135 | 107800 | 14553
|  | - Worker | man/day | 0.27 | 107800 | 29106
|  | - Supervisor | man/day | 0.014 | 119350 | 1670.9
|  | - Brick layer chief | man/day | 0.014 | 119350 | 1670.9 | 47000.8
253985.49
An | 18 | Granite plint tile 100 x 600 mm | m |  |  | 106713.134 | A.4.4.3.28 hal. 468 | SNI 7395-2008
- Material
|  | - Granite plint tile 100 x 600 mm | m2 | 1.6667 | 49500 | 82500
|  | - Portland Cement (PC) | kg | 1.14 | 1348.6 | 1537.404
|  | - Sand (Pasir Pasang) | m3 | 0.003 | 170610 | 511.83
|  | - Colour Cement | kg | 0.1 | 10890 | 1089
- Remuneration
|  | - Brick layer | man/day | 0.09 | 107800 | 9702
|  | - Worker | man/day | 0.09 | 107800 | 9702
|  | - Supervisor | man/day | 0.005 | 119350 | 596.75
|  | - Brick layerr chief | man/day | 0.009 | 119350 | 1074.15
106713.134
An | 19 | Stepnosing 100 x 400 mm | m |  |  | 44758.494 | A.4.4.3.18 hal. 463
- Material
|  | - Stepnosing 100 x 400 mm | m2 | 1 | 21499.5 | 21499.5
|  | - Portland Cement (PC) | kg | 1.24 | 1348.6 | 1672.264
|  | - Sand (Pasir Pasang) | m3 | 0.003 | 170610 | 511.83
- Remuneration
|  | - Brick layer | man/day | 0.09 | 107800 | 9702
|  | - Worker | man/day | 0.09 | 107800 | 9702
|  | - Supervisor | man/day | 0.009 | 119350 | 1074.15
|  | - Brick layer chief | man/day | 0.005 | 119350 | 596.75
44758.494
An | 20 | Roofing klip lock HI-TEN (atap aluminium) | m2 |  |  | 179428.621 | A.4.5.2.40 hal. 510
- Material
|  | - Roofing klip lock HI-TEN | sheet | 1.05 | 68085.42 | 71489.691
|  | - Nail drat (Paku hak panjang 15 cm) | kg | 0.02 | 22000 | 440
- Remuneration
|  | - Carpenter | man/day | 0.75 | 107800 | 80850
|  | - Worker | man/day | 0.15 | 107800 | 16170
|  | - Supervisor | man/day | 0.006 | 155155 | 930.93
|  | - Carpenter chief | man/day | 0.08 | 119350 | 9548
179428.621
An | 21 | Roofing Onduline Classic | m2 |  |  | 275199.1 | A.4.5.2.40 hal. 510
- Material
|  | - Roofing Onduline Classic | sheet | 1.05 | 159500 | 167475
|  | - Nail drat | kg | 0.02 | 22000 | 440
- Remuneration
|  | - Carpenter | man/day | 0.75 | 107800 | 80850
|  | - Worker | man/day | 0.15 | 107800 | 16170
|  | - Supervisor | man/day | 0.006 | 119350 | 716.1
|  | - Carpenter chief | man/day | 0.08 | 119350 | 9548
An | 22 | Roofing Spandek Colorbond | m2 |  |  | 308347.6 | A.4.5.2.40 hal. 510
- Material
|  | - Roofing Spandek Colorbond | m2 | 1.05 | 191070 | 200623.5
|  | - Nail drat | kg | 0.02 | 22000 | 440
- Remuneration
|  | - Carpenter | man/day | 0.75 | 107800 | 80850
|  | - Worker | man/day | 0.15 | 107800 | 16170
|  | - Supervisor | man/day | 0.006 | 119350 | 716.1
|  | - Carpenter chief | man/day | 0.08 | 119350 | 9548
308347.6
An | 23 | Nok Standard HI-TEN | m |  |  | 236844.45 | A.4.5.2.41 hal. 510
- Material
|  | - Nok Standard HI-TEN (40x18) | pc | 1.2 | 68600 | 82320
|  | - Nail drat (Paku hak panjang 15 cm) | kg | 0.04 | 28300 | 1132
- Remuneration
|  | - Carpenter | man/day | 1 | 121230 | 121230
|  | - Worker | man/day | 0.1 | 102920 | 10292
|  | - Supervisor | man/day | 0.05 | 157901 | 7895.05
|  | - Carpenter chief | man/day | 0.1 | 139754 | 13975.4
236844.45
An | 24 | Nok Onduline Classic | m |  |  | 239002.5 | A.4.5.2.41 hal.510
- Material
|  | - Nok Onduline Classic | pc | 1.2 | 84700 | 101640
|  | - Nail drat | kg | 0.04 | 22000 | 880
- Remuneration
|  | - Carpenter | man/day | 1 | 107800 | 107800
|  | - Worker | man/day | 0.1 | 107800 | 10780
|  | - Supervisor | man/day | 0.05 | 119350 | 5967.5
|  | - Carpenter chief | man/day | 0.1 | 119350 | 11935
239002.5
An | 25 | Nok Spandek Colorbond | m |  |  | 213658.5 | A.4.5.2.41 hal.510
- Material
|  | - Nok Spandek Colorbond | pc | 1.2 | 63580 | 76296
|  | - Nail drat | kg | 0.04 | 22000 | 880
- Remuneration
|  | - Carpenter | man/day | 1 | 107800 | 107800
|  | - Worker | man/day | 0.1 | 107800 | 10780
|  | - Supervisor | man/day | 0.05 | 119350 | 5967.5
|  | - Carpenter chief | man/day | 0.1 | 119350 | 11935
213658.5
An | 26 | Thermal Insulation Glasswool t=10 cm | m2 |  |  | 142111.478 | A.4.5.2.42 hal. 511
- Material
|  | - Glasswool t=10 cm, aluminium foil (single sided) with 2 (two) layer | m2 | 1.05 | 28000 | 29400
|  | - Roof mesh | kg | 3 | 29750 | 89250 | Cat: dalam PERMEN tidak tercantum material roof mesh
- Remuneration
|  | - Carpenter | man/day | 0.05 | 121230 | 6061.5
|  | - Worker | man/day | 0.15 | 102920 | 15438
|  | - Supervisor | man/day | 0.008 | 157901 | 1263.208
|  | - Carpenter chief | man/day | 0.005 | 139754 | 698.77
142111.478
An | 27 | Cat Kayu (2 lapis) | m2 |  |  | 114714.655 | A.4.7.1.18 hal. 545
- Material
|  | - Plamur Kayu | kg | 0.2 | 64460 | 12892
|  | - Cat Dasar | kg | 0.15 | 63030 | 9454.5
|  | - Cat kayu Glotex | kg | 0.3 | 63030 | 18909
|  | - Kuas | pc | 0.05 | 17490 | 874.5
|  | - Thinner | liter | 0.2 | 43010 | 8602
|  | - Amplas | lmb | 0.5 | 8690 | 4345
- Remuneration
|  | - Paint worker | man/day | 0.25 | 119350 | 29837.5
|  | - Worker | man/day | 0.25 | 107800 | 26950
|  | - Supervisor | man/day | 0.0013 | 119350 | 155.155
|  | - Chief of paint worker | man/day | 0.025 | 107800 | 2695
An | 28 | Steel painting (4 layers manually) | m2 |  |  | 76298.255 | A.4.7.1.18 hal. 545
- Material
|  | -Naturally Paint (Meni) A | kg | 0.1 | 35970 | 3597
|  | -Naturally Paint (Meni) B | kg | 0.1 | 35970 | 3597
|  | - Colour painting steel | kg | 0.08 | 110770 | 8861.6
|  | - Kuas | pc | 0.01 | 17490 | 174.9
|  | - Thinner | liter | 0.01 | 43010 | 430.1
- Remuneration
|  | - Paint worker | man/day | 0.25 | 119350 | 29837.5
|  | - Worker | man/day | 0.25 | 107800 | 26950
|  | - Supervisor | man/day | 0.0013 | 119350 | 155.155
|  | - Chief of paint worker | man/day | 0.025 | 107800 | 2695
76298.255
An | 29 | Wall painting (Emulsi) 1 x plamur, 3 x paint | m2 |  |  | 22440.44 | A.4.7.1.10 hal. 541
- Material
|  | - Plamur | kg | 0.1 | 15774 | 1577.4
|  | - Naturally paint | kg | 0.1 | 33440 | 3344
|  | - Colour painting wall emulsi | kg | 0.26 | 26180 | 6806.8
- Remuneration
|  | - Paint Worker | man/day | 0.063 | 119350 | 7519.05
|  | - Worker | man/day | 0.02 | 107800 | 2156
|  | - Supervisor | man/day | 0.003 | 119350 | 358.05
|  | - Chief of paint worker | man/day | 0.0063 | 107800 | 679.14
An | 30 | Wall painting (weathershield) 1 x plamur, 3 x paint | m2 |  |  | 30620.04 | A.4.7.1.10 hal. 541
- Material
|  | - Plamur | kg | 0.1 | 15774 | 1577.4
|  | - Naturally paint | kg | 0.1 | 33440 | 3344
|  | - Colour painting wall weathershield | kg | 0.26 | 57640 | 14986.4
- Remuneration
|  | - Paint Worker | man/day | 0.063 | 119350 | 7519.05
|  | - Worker | man/day | 0.02 | 107800 | 2156
|  | - Supervisor | man/day | 0.003 | 119350 | 358.05
|  | - Chief of paint worker | man/day | 0.0063 | 107800 | 679.14
30620.04
An | 31 | Flintkote for waterproffing concrete roofing | m2 |  |  | 25646.2678 | A.4.7.1.10 hal. 541
- Material
|  | - Flintkote | liter | 0.5 | 29868.0556 | 14934.0278
- Remuneration
|  | - Paint Worker | man/day | 0.063 | 119350 | 7519.05
|  | - Worker | man/day | 0.02 | 107800 | 2156
|  | - Supervisor | man/day | 0.003 | 119350 | 358.05
|  | - Chief of paint worker | man/day | 0.0063 | 107800 | 679.14
An | 32 | Landscape Work | m2 |  |  | 621990.215
- Remuneration
|  | - Worker | man/hour | 0.0435 | 107800 | 4689.3
|  | - Supervisor | man/hour | 0.0109 | 119350 | 1300.915
Material :
|  | - Pupuk kandang kering (1 karung = 7 kg) | karung | 1 | 22000 | 22000
- Tanaman pohon
|  | Pohon Mangga ukuran tinggi + 2 m | unit | 1 | 440000 | 440000
|  | - Tanaman Perdu (tanaman teh - tehan tinggi 25 - 35 cm) | unit | 25 | 5500 | 137500
|  | - Rumput Gajah Mini | m2 | 1 | 16500 | 16500
621990.215
An | 33 | INSTALLMENT ALL TYPE DOOR
|  | Glass door (t=5mm) complete with aluminium frame and accessories: |  |  |  | 0
|  | a. Type P1 (single door+boven) 2900 x 1100 mm | m2 | 3.19 | 1650000 | 5263500
|  | b.Type P2 (double door+boven) 2900 x 1650 mm | m2 | 4.785 | 1650000 | 7895250
|  | Type P3 (Single fibre door) 2050 x 800 mm | m2 | 1.64 | 1650000 | 2706000
|  | Type P4 (Steel Galvanizing Automatic Roling door) 3500 x 2200 mm | m2 | 7.7 | 715000 | 5505500 | http://rollingdoorklu.com/
Glass windows (t=5mm) & ventilation complete with aluminium frame and accessories:
|  | a.Type boven (1 casement glass) total area 700 x 800 mm | m2 | 0.56 | 1650000 | 924000 |  | 1.2 | jt | 2.2 | m
|  | b.Type J1 (2 casement glass ) total area 800 x 1350 mm | m2 | 1.08 | 1650000 | 1782000 |  |  |  | 0.54545
|  | c. Type J2 (2 window glass, 2 casement glass) total area 2350 x 1550 mm | m2 | 3.6425 | 1650000 | 6010125 |  |  |  | 3
|  | d. Type J3 (3 window glass, 3 casment glass) total area 2350 x 2300 mm | m2 | 5.405 | 1650000 | 8918250 |  |  | 3025000
|  | f. Type V1 (boven, 2 fix glass) total area 1650 x 400 mm | m2 | 0.66 | 1650000 | 1089000
|  | Type V2 (2 alumunium louver) total area 1650 x 300 mm | inc | 0.495 | 600000 | 297000 | http://olx.co.id/iklan/louvre-jalusi-aluminium-kusen-aluminium-IDiiuPX.html
435.6279
An | 34 | Waterproofing | m2 |  |  | 58823.875
- Material
|  | - Waterproofing | kg | 0.35 | 100430 | 35150.5
|  | - Serat Fiber | m2 | 1 | 9900 | 9900
- Remuneration
|  | - Worker | man/day | 0.05 | 107800 | 5390
|  | - Supervisor | man/day | 0.0025 | 119350 | 298.375
|  | - Carpenter | man/day | 0.075 | 107800 | 8085
58823.875
An | 35 | Floorhardener | m2 |  |  | 270551.55 | SNI 7395-2008
- Material
|  | - Floorhardener | kg | 5 | 33000 | 165000 | A.5.1.1.1 hal. 547
|  | - BBM | ltr | 0.3125 | 12100 | 3781.25
- Equipment
|  | - Sewa Trowel | unit/day | 0.25 | 295000 | 73750
- Remuneration
|  | - Worker | man/day | 0.12 | 107800 | 12936
|  | - Supervisor | man/day | 0.006 | 119350 | 716.1
|  | - Brick Layer | man/day | 0.12 | 107800 | 12936 | 234696
|  | - Brick layer Chief | man/day | 0.012 | 119350 | 1432.2
[6 empty] | 270551.55 | A.5.1.1.1 hal. 547
An | 36 | Close-coupled with eco washer | unit |  |  | 3735407.72
- Material
|  | - Close-coupled | unit | 1 | 3197700 | 3197700
|  | - Jet Washer | unit | 1 | 291500 | 291500
|  | - Accessories 6% x price water closed | ls | 0.06 | 191862 | 11511.72
- Remuneration
|  | - Worker | man/day | 2 | 107800 | 215600
|  | - Supervisor | man/day | 0.16 | 119350 | 19096 |  |  |  | %
[6 empty] | 3735407.72 | A.5.1.1.4 hal. 549
An | 37 | Lavatory basin | unit |  |  | 903585.364
- Material
|  | - Lavatory | unit | 1 | 666490 | 666490
|  | - Accessories 6% x price water closed | ls | 0.06 | 39989.4 | 2399.364
- Remuneration
|  | - Worker | man/day | 2 | 107800 | 215600
|  | - Supervisor | man/day | 0.16 | 119350 | 19096
903585.364
A.5.1.1.5 hal. 549
An | 38 | Urinoir work | unit |  |  | 7635355.2
- Material
|  | - Urinoir | unit | 1 | 5778300 | 5778300
|  | - Portland Cement | kg | 6 | 1348.6 | 8091.6
|  | - Sand (Pasir Pasang) | m3 | 0.01 | 170610 | 1706.1
|  | - Accessories 30% x price urinoir | % | 30 | 5778300 | 1733490
- Remuneration
|  | - Worker | man/day | 1 | 107800 | 107800
|  | - Supervisor | man/day | 0.05 | 119350 | 5967.5
7635355.2
A.5.1.1.5 hal. 549
An | 39 | Wash basin | unit |  |  | 3577438.7
- Material
|  | - Portland Cement | kg | 6 | 1348.6 | 8091.6
|  | - Sand (Pasir Pasang) | m3 | 0.01 | 170610 | 1706.1
|  | - Wastafel | unit | 1 | 3063500 | 3063500
|  | - Accessories 12% x price wastafel | % | 12 | 3063500 | 367620
- Remuneration
|  | - Worker | man/day | 1.2 | 107800 | 129360
|  | - Supervisor | man/day | 0.06 | 119350 | 7161
[6 empty] | 3577438.7 | A.4.6.1.21 hal.521 | Cat: dalam PERMEN menggunakan kayu kelas I atau kelas II
An | 40 | Sink Complete | unit |  |  | 1747918.7
- Material
|  | - Portland Cement | kg | 6 | 1348.6 | 8091.6
|  | - Sand (Pasir Pasang) | m3 | 0.01 | 170610 | 1706.1
|  | - Sink | unit | 1 | 1430000 | 1430000
|  | - Accessories 12% x price wastafel | % | 12 | 1430000 | 171600
- Remuneration
|  | - Worker | man/day | 1.2 | 107800 | 129360
|  | - Supervisor | man/day | 0.06 | 119350 | 7161
1747918.7
An | 41 | Septictank cap 3 m3 (1 x 1.5 x h = 2 )m included infiltrate cap 1 m3 (1 x 1 x 1) complete with PVC, palm fibre and sand stone | unit |  |  | 6011319.4296
|  | - Exavation Soil | m3 | 4 | 121186.45 | 484745.8 |  |  |  | #REF!
|  | - Half Brick 1 pc : 4 ps | m2 | 19 | 138248.88 | 2626728.72 |  |  | 3025000
435.6279
- Material
|  | - Pipa PVC 4" | stick | 1 | 33000 | 33000
|  | - Pipa PVC 1" | stick | 0.25 | 12100 | 3025
|  | - Elbow 1" | bh | 1 | 12100 | 12100
|  | - seal tape | bh | 1 | 3500 | 3500
|  | - lem pipa | kaleng | 0.5 | 37500 | 18750
|  | - palm fibre | kg | 5 | 24640 | 123200
|  | - split (t=20cm) | m3 | 1 | 291500 | 291500
|  | - lantai kerja K-100 | m3 | 1.5 | 710224.7079 | 1065337.0619
|  | - penutup septic tank K - 175 Fe = 100 | m3 | 0.3 | 2924267.9924 | 877280.3977
- Remuneration
|  | - Worker | man/day | 1.15 | 107800 | 123970
|  | - Brick Layer | man/day | 3.2 | 107800 | 344960
|  | - Brick Layer Chief | man/day | 0.016 | 119350 | 1909.6
|  | - Supervisor | man/day | 0.011 | 119350 | 1312.85
An | 42 | Water tank and steel structures tower ( cap : 2 m3 ) and installation of pipe | unit |  |  | 15387772.3012
#REF!
- Material
|  | - Water torn Plastic Cap 2 m3 setara Penguin | unit | 1 | 3575000 | 3575000
|  | - Pipa PVC 1" | stick | 2.5 | 12100 | 30250
|  | - Elbow 1" | unit | 5 | 12100 | 60500
|  | - Knee 1" | unit | 5 | 3500 | 17500
|  | - seal tape | unit | 2 | 3500 | 7000
|  | - lem pipa | kaleng | 1 | 37500 | 37500
|  | - Steel angle L.50.50.5 | kg | 450 | 15950 | 7177500
|  | - Fondation work ( Conc K-300 ; Fe = 100 kg/m3 ; and formwork) | m3 | 1.12 | 3273592.4117 | 3666423.5012
|  | - Soil Excavation | m3 | 2.5 | 102390.75 | 255976.875
|  | - Back filling | m3 | 1.5 | 62462.95 | 93694.425
- Remuneration
|  | - Worker | man/day | 2 | 107800 | 215600
|  | - Steel Worker | man/day | 1 | 119350 | 119350
|  | - Steel Worker Chief | man/day | 0.5 | 107800 | 53900
|  | - Supervisor | man/day | 0.5 | 155155 | 77577.5
15387772.3012
An | 43 | Tanam Rumput Gajah | m2 |  |  | 16257.7375
|  | - Excavation Soil | m3 | 0.01 | 83833.75 | 838.3375 |  |  |  | #REF!
#REF!
- Material
|  | - Supporting tools | ls | 0.1 | 15000 | 1500
|  | - Pupuk Kandang | krg | 0.04 | 22000 | 880
|  | - Rumput gajah mini | m2 | 0.5 | 16500 | 8250
- Remuneration
|  | - Worker | man/day | 0.04 | 107800 | 4312
|  | - Supervisor | man/day | 0.004 | 119350 | 477.4
16257.7375
An | 44 | Mild steel Framework for roofing | m2 |  |  | 217680.245
|  | Mobillization | ls | 1 | 20000 | 20000 |  |  |  | #REF!
[6 empty] | 0 |  |  | #REF!
|  | - Material |  |  |  | 0
|  | - Main truss C-75-75 | m' | 2.8 | 16000 | 44800
|  | - Roof bottom/Reng R 33-0,45 | m' | 5.1 | 9000 | 45900
|  | - Self drilling screw dia 6 x 20 mm (truss screw) | bh | 25 | 412.5 | 10312.5
|  | - Self drilling screw dia 4 x 20 mm (roof bottom screw) | bh | 35 | 385 | 13475
|  | - dynabolt dia 12 x 120 mm | bh | 1 | 11000 | 11000
0
|  | - Remuneration |  |  |  | 0
|  | - Worker | man/day | 0.247 | 107800 | 26626.6
|  | - Supervisor | man/day | 0.0247 | 119350 | 2947.945
|  | - Steel Worker | man/day | 0.176 | 119350 | 21005.6
|  | - Steel Worker Chief | man/day | 0.117 | 107800 | 12612.6
0
|  | - Tools |  |  |  | 0
|  | - Supporting tools (Genset/Bor Machine) | ls | 1 | 9000 | 9000
217680.245
An | 45 | Alumunium framework + aqustic for plafond | m2 |  |  | 181716.225 | SNI 2011
[6 empty] | 0 |  |  | #REF!
|  | - Material |  |  |  | 0
|  | - Profil Alumunium T | m' | 3.6 | 7638.8889 | 27500
|  | - Kawat f 4 mm | m' | 0.15 | 37224 | 5583.6
|  | - Akustik t-9 | bh | 1.5 | 34100 | 51150
|  | - dynabolt dia 12 x 120 mm | bh | 1.05 | 11000 | 11550
0
|  | - Remuneration |  |  |  | 0
|  | - Worker | man/day | 0.15 | 107800 | 16170
|  | - Supervisor | man/day | 0.0075 | 119350 | 895.125
|  | - Carpenter | man/day | 0.5 | 107800 | 53900
|  | - Carpenter Chief | man/day | 0.05 | 119350 | 5967.5
0
|  | - Tools |  |  |  | 0
|  | - Supporting tools (Genset/Bor Machine) | ls | 1 | 9000 | 9000
An
F. ROAD WORK
An | 1 | Road (New) | m2 |  |  | 430066.9226 | tidak ada dalam PERMEN
1 m2 Base Structure
- Soil Excavation
|  | - Common Excavation | m3 | 1 | 102390.75 | 102390.75
|  | - Back filling | m3 | 1 | 62462.95 | 62462.95
- Sub Base Coarce
|  | - Comp. Sand gravel (sirtu) 300 mm thick | m3 | 0.36 | 283500 | 102060
- Base Coarce
|  | - Crush stone 3 - 5, 250 mm thick | m3 | 0.275 | 290823.33 | 79976.4158
- Remuneration
|  | - Worker | man/day | 0.675 | 102920 | 69471
|  | - Supervisor | man/day | 0.0628 | 157901 | 9916.1828
|  | - Stomwalls operator | hour | 0.024 | 157901 | 3789.624
430066.9226
An | 2 | Penetration thickness 5 cm | m2 |  |  | 146823.1788 | tidak ada dalam PERMEN
- Material
|  | - Asphalt hot 60/70 | kg | 7 | 10450 | 73150
|  | - Split 2/3 | m3 | 0.05 | 281380 | 14069
|  | - Dust split | m3 | 0.01 | 150590 | 1505.9
|  | - Split 1/2 | m3 | 0.02 | 291500 | 5830
|  | - Firewood | m3 | 0.009 | 170000 | 1530
- Remuneration
|  | - Worker | man/day | 0.36 | 107800 | 38808
|  | - Asphalt Worker | man/day | 0.06 | 133100 | 7986
|  | - Supervisor | man/day | 0.018 | 155155 | 2792.79
|  | - Stomwalls operator | hour | 0.006 | 191914.8 | 1151.4888
146823.1788
An | 3 | Wearing surface Hotmix 5 cm | m2 |  |  | 59377.6788 | tidak ada dalam PERMEN
- Material
|  | - Hot mix | kg | 7 | 1234.2 | 8639.4
- Remuneration
|  | - Worker | man/day | 0.36 | 107800 | 38808
|  | - Worker Aspalt | man/day | 0.06 | 133100 | 7986
|  | - Supervisor | man/day | 0.018 | 155155 | 2792.79
|  | - Stomwalls operator | hour | 0.006 | 191914.8 | 1151.4888
59377.6788
An | 4 | Asphalt hot mix with thickness 5 cm (include tack coat) | m2 |  |  | 40141.4355
|  | - Material | [6 empty] | kg/m3
|  | - Asphalt pen 60/70 | kg | 54 | 10450 | 564300 |  | bj | 1.04
|  | - Asphalt cair | kg | 54 | 1357.62 | 73311.48 |  |  | 54 | 0.019259
- Remuneration
|  | - Worker | man/hour | 0.2008 | 13475 | 2705.78
|  | - Operator | man/hour | 0.0201 | 23989.35 | 482.1859
- Equipment
|  | - Dump Truck | hour | 0.3698 | 290405.61 | 107391.9946
|  | - Tandem Roller | hour | 0.0135 | 46200 | 623.7 | http://sewaalatberat-trimurtisugih.blogspot.co.id/p/list-harga-sewa-alat-berat.html
|  | - Water Tanker | hour | 0.0141 | 284650.3 | 4013.5692
|  | - Alat Bantu | Ls | 1 | 50000 | 50000
802828.7097
40141.4355
An | 5 | Prepare compacted subgrade thickness 20 cm | m2 |  |  | 199369.3994
- Material
|  | - Split 2/3 | m3 | 1.2586 | 281380 | 354144.868
- Remuneration
|  | - Worker | man/day | 0.0496 | 107800 | 5346.88
|  | - Operator | man/day | 0.0071 | 191914.8 | 1362.5951
- Equipment
|  | - Dump Truck | hour | 0.5022 | 1161622.44 | 583366.7894
|  | - Tandem Roller | hour | 0.0134 | 46200 | 619.08 | http://sewaalatberat-trimurtisugih.blogspot.co.id/p/list-harga-sewa-alat-berat.html
|  | - Water Tanker | hour | 0.0141 | 142325.15 | 2006.7846
|  | - Alat Bantu | Ls | 1 | 50000 | 50000
[5 empty] | 1 m2 | 996846.9971
[5 empty] | 20 cm | 199369.3994
An | 6 | Base structure with thickness 15 cm | m2 |  |  | 151437.6044
- Material
|  | - Split 1/2 | m3 | 1.2586 | 291500 | 366881.9
- Remuneration
|  | - Worker | man/day | 0.0496 | 107800 | 5346.88
|  | - Operator | man/day | 0.0071 | 191914.8 | 1362.5951
- Equipment
|  | - Dump Truck | hour | 0.5022 | 1161622.44 | 583366.7894
|  | - Tandem Roller | hour | 0.0134 | 46200 | 619.08 | http://sewaalatberat-trimurtisugih.blogspot.co.id/p/list-harga-sewa-alat-berat.html
|  | - Water Tanker | hour | 0.0141 | 142325.15 | 2006.7846
|  | - Alat Bantu | Ls | 1 | 50000 | 50000
[5 empty] | 1 m2 | 1009584.0291
[5 empty] | 15 cm | 151437.6044
An | 7 | Macadam surface course thickness 20 cm | m2 |  |  | 106668.2759 | tidak ada dalam PERMEN
- Material
|  | - Crushed stone 3/4 cm | m3 | 0.24 | 290823.33 | 69797.5992
|  | - Dust split | m3 | 0.01 | 241566.67 | 2415.6667
- Remuneration
|  | - Worker | man/day | 0.3 | 102920 | 30876
|  | - Supervisor | man/day | 0.01 | 157901 | 1579.01
|  | - Rent Stomwalls /stamper | day | 0.004 | 500000 | 2000
106668.2759
An | 8 | Kerbs (10x20x60 cm) | m' |  |  | 131704.2987
|  | - Kerb concrete K-175 | pcs | 1.67 | 66440 | 110954.8 | tidak ada dalam PERMEN
|  | - Plaster 1 PC : 4 PS | m2 | 0.045 | 78976.348 | 3553.9357
|  | - Compacted sand t = 10 cm | m2 | 0.4 | 40473.895 | 16189.558
|  | - Common excavation | m3 | 0.012 | 83833.75 | 1006.005
An | 9 | Kerbs (25x30x50 cm) | m' |  |  | 174749.4987
|  | - Kerb concrete K-175 | pcs | 2 | 77000 | 154000
|  | - Plaster 1 PC : 4 PS | m2 | 0.045 | 78976.348 | 3553.9357
|  | - Compacted sand t = 10 cm | m2 | 0.4 | 40473.895 | 16189.558
|  | - Common excavation | m3 | 0.012 | 83833.75 | 1006.005
174749.4987
A.4.4.3.61 hal. 484
G. CABEL FOR SWITCHYARD
An | 1 | Cable Trench Type 1 (1000x1000) | m' |  |  | 1865214.3857 | tidak ada dalam PERMEN
|  | - Excavation of soil | m3 | 1.5 | 102390.75 | 153586.125 |  | 2.1
|  | - Backfilling | m3 | 1.5 | 62462.95 | 93694.425
|  | - Compacted sand layer | m3 | 0.12 | 404738.95 | 48568.674 |  | 0.15
|  | - Lean concrete K100 | m3 | 0.06 | 710224.7079 | 42613.4825 |  | 0.15
|  | - Reinforced Concrete Grade 225 Fe 100 for trench | m3 | 0.34 | 3077982.4638 | 1046514.0377 |  |  | 6 | m
|  | - Reinforced Concrete Grade 225 Fe 100 for cover | m3 | 0.096 | 3077982.4638 | 295486.3165
|  | - L.50.50.5 | m | 1 | 60131.5 | 60131.5 |  | berat | 22.68 | kg
|  | - PVC pipe 1 in | m | 1.1 | 113290.75 | 124619.825
[6 empty] | 1865214.3857 |  | 1.6 | 6.048
An | 2 | Cable Tray Type 1 | m' |  |  | 354363.7 | tidak ada dalam PERMEN
- Material
|  | - Steel L50x50x5 for Cable Tray | kg | 10.614 | 15950 | 169293.3 |  | 1 | 3.78 | kg | Tipe 2
|  | - Dyna Bolt M20 | bh | 6 | 8800 | 52800
[8 empty] | 1.6 | 6.048 | kg | Tipe 1
- Equipment
|  | - Bor Machine | unit/hour | 0.08 | 379500 | 30360 |  | 2 | 7.56 | kg | steel cover
|  | - Welding Machine | unit/hour | 0.05 | 891000 | 44550
|  | - Tools | ls | 1 | 20000 | 20000
0
|  | - Remuneration |  |  |  | 0
|  | - Steel Worker | man/day | 0.3 | 119350 | 35805
|  | - Chief of Steel Worker | man/day | 0.01 | 107800 | 1078
|  | - Supervisor | man/day | 0.004 | 119350 | 477.4
354363.7
An | 3 | Cable Trench Type 2 (800x800) | m' |  |  | 1430331.8909 | tidak ada dalam PERMEN
|  | - Excavation of soil | m3 | 1.05 | 102390.75 | 107510.2875
|  | - Backfilling | m3 | 1.05 | 62462.95 | 65586.0975
|  | - Compacted sand layer | m3 | 0.1 | 404738.95 | 40473.895
|  | - Lean concrete K100 | m3 | 0.05 | 710224.7079 | 35511.2354
|  | - Reinforced Concrete Grade 175, Fe 100 for trench | m3 | 0.25 | 3019694.0924 | 754923.5231
|  | - Reinforced Concrete Grade 175, Fe 100 for cover | m3 | 0.08 | 3019694.0924 | 241575.5274
|  | - L.50.50.5 | m | 1 | 60131.5 | 60131.5 |  | berat | 22.68 | kg
|  | - PVC pipe 1 in | m | 1.1 | 113290.75 | 124619.825
1430331.8909
An | 4 | Cable Trench (600x600x1200) | m' |  |  | 1278252.4099 | tidak ada dalam PERMEN
|  | - Excavation of soil | m3 | 0.768 | 102390.75 | 78636.096
|  | - Backfilling | m3 | 0.768 | 62462.95 | 47971.5456
|  | - Compacted sand layer | m3 | 0.12 | 404738.95 | 48568.674
|  | - Lean concrete K100 | m3 | 0.06 | 710224.7079 | 42613.4825
|  | - Reinforced Concrete Grade 225, Fe 100 for trench | m3 | 0.23 | 3019694.0924 | 694529.6412
|  | - Reinforced Concrete Grade 225, Fe 100 for cover | m3 | 0.06 | 3019694.0924 | 181181.6455
|  | - L.50.50.5 | m | 1 | 60131.5 | 60131.5 |  | berat | 22.68 | kg
|  | - PVC pipe 1 in | m | 1.1 | 113290.75 | 124619.825
1278252.4099
An | 5 | Cable Trench (400x400x1200) | m' |  |  | 1002115.0331 | tidak ada dalam PERMEN
|  | - Excavation of soil | m3 | 0.192 | 102390.75 | 19659.024
|  | - Backfilling | m3 | 0.192 | 62462.95 | 11992.8864
|  | - Compacted sand layer | m3 | 0.12 | 404738.95 | 48568.674
|  | - Lean concrete K100 | m3 | 0.06 | 710224.7079 | 42613.4825
|  | - Reinforced Concrete Grade 225, Fe 100 for trench | m3 | 0.19 | 3019694.0924 | 573741.8776
|  | - Reinforced Concrete Grade 225, Fe 100 for cover | m3 | 0.04 | 3019694.0924 | 120787.7637
|  | - L.50.50.5 | m | 1 | 60131.5 | 60131.5 |  | berat | 22.68 | kg
|  | - PVC pipe 1 in | m | 1.1 | 113290.75 | 124619.825
1002115.0331
An | 6 | Cable Tray Type 2 | m' |  |  | 351588.4 | tidak ada dalam PERMEN
|  | - Material | [5 empty] | TRAY
|  | - Steel L50x50x5 for Cable Tray | kg | 10.44 | 15950 | 166518 |  | 1 | 3.78 | kg
|  | - Dyna Bolt M20 | bh | 6 | 8800 | 52800
[8 empty] | 1.6 | 6.048 | kg
- Equipment
|  | - Bor Machine | unit/hour | 0.08 | 379500 | 30360 |  | 2 | 7.56 | kg
|  | - Welding Machine | unit/hour | 0.05 | 891000 | 44550
|  | - Tools | ls | 1 | 20000 | 20000
- Remuneration
|  | - Steel Worker | man/day | 0.3 | 119350 | 35805
|  | - Chief of Steel Worker | man/day | 0.01 | 107800 | 1078
|  | - Supervisor | man/day | 0.004 | 119350 | 477.4
351588.4
An | 7 | Cable Trench Type 3 (500x500) without tray | m' |  |  | 872840.1055
tidak ada dalam PERMEN
|  | - Excavation of soil | m3 | 0.525 | 83833.75 | 44012.7188
|  | - Backfilling | m3 | 0.525 | 62462.95 | 32793.0488
|  | - Compacted sand layer | m3 | 0.07 | 404738.95 | 28331.7265
|  | - Lean concrete K100 | m3 | 0.035 | 710224.7079 | 24857.8648
|  | - Reinforced Concrete Grade 175 Fe 100 for trench | m3 | 0.19 | 3019694.0924 | 573741.8776
|  | - Reinforced Concrete Grade 175 Fe 100 for cover | kg | 0.056 | 3019694.0924 | 169102.8692 |  | 22.62
[6 empty] | 872840.1055 |  | 1220mm x 2440mm x 6 mm =145 kg
An | 8 | Cable Trench Type 4 (500x350) without tray | m' |  |  | 763452.2167
|  | - Excavation of soil | m3 | 0.4125 | 83833.75 | 34581.4219
|  | - Backfilling | m3 | 0.4125 | 62462.95 | 25765.9669
|  | - Compacted sand layer | m3 | 0.055 | 404738.95 | 22260.6423
|  | - Lean concrete K100 | m3 | 0.0275 | 710224.7079 | 19531.1795
|  | - Reinforced Concrete Grade 175 Fe 100 for trench | m3 | 0.175 | 3019694.0924 | 528446.4662
|  | - Reinforced Concrete Grade 175 Fe 100 for cover | kg | 0.044 | 3019694.0924 | 132866.5401 |  | 22.62
763452.2167
An | 9 | Cable Trench Crossing Road Type 1 (1000x1000) | m' |  |  | 3161555.9165
- Remuneration
|  | - Worker | man/day | 0.9 | 107800 | 30876
|  | - Supervisor | man/day | 0.045 | 119350 | 1579.01
|  | - Excavation of soil | m3 | 1.5 | 83833.75 | 125750.625
|  | - Backfilling | m3 | 1.5 | 62462.95 | 93694.425
|  | - Compacted sand layer | m3 | 0.12 | 404738.95 | 48568.674
|  | - Lean concrete K100 | m3 | 0.06 | 710224.7079 | 42613.4825
|  | - U-Ditch 1000/1000 (panjang 1.2 m) | unit | 0.8 | 1881000 | 1504800
|  | - U-Ditch Cover 1000 (panjang 0.6 m) | unit | 1.7 | 564300 | 959310
|  | - Steel L50x50x5 for cable tray large | m' | 1 | 354363.7 | 354363.7
3161555.9165
An | 10 | Cable Trench Crossing Road Type 2 (800x800) | m' |  |  | 2434165.3754
- Remuneration
|  | - Worker | man/day | 0.9 | 107800 | 30876
|  | - Supervisor | man/day | 0.045 | 119350 | 1579.01
|  | - Excavation of soil | m3 | 1.05 | 83833.75 | 88025.4375
|  | - Backfilling | m3 | 1.05 | 62462.95 | 65586.0975
|  | - Compacted sand layer | m3 | 0.1 | 404738.95 | 40473.895 |  |  | 1.6667 |  |  | 22.62
|  | - Lean concrete K100 | m3 | 0.05 | 710224.7079 | 35511.2354 | [5 empty] | 90
|  | - U-Ditch 800/800 (panjang 1.2 m) | unit | 0.8 | 1288100 | 1030480 | [5 empty] | 1220mm x 2440mm x 6 mm =145 kg
|  | - U-Ditch Cover 800 (panjang 0.6 m) | unit | 1.7 | 463100 | 787270 | [5 empty] | 48.71
|  | - Steel L50x50x5 for cable tray large | m' | 1 | 354363.7 | 354363.7
|  |  |  | ` |  | 2434165.3754 | tidak ada dalam PERMEN |  |  |  | tidak ada dalam PERMEN
F. FOR CABLE TRENCH 20 kV CONTROL BUILDING ROOM
An | 1 | Cable Trench Type I (20 kV Room) | m' |  |  | 6542304.5522
|  | - Excavation of soil | m3 | 3.7035 | 102390.75 | 379204.1426
|  | - Backfilling | m3 | 2.16 | 62462.95 | 134919.972
|  | - Compacted sand layer | m3 | 0.255 | 40473.895 | 10320.8432
|  | - Lean concrete K100 | m3 | 0.1275 | 710224.7079 | 90553.6503
|  | - Reinforced Concrete Grade 175/ Fe 100 | m3 | 1.161 | 3019694.0924 | 3505864.8413
|  | - Steel L50x50x5 | kg | 37.8 | 15950 | 602910
|  | - Plat Bordes 6 mm | kg | 97.42 | 18666.9175 | 1818531.1029
[6 empty] | 6542304.5522 | tidak ada dalam PERMEN
An | 2 | Cable Trench Type II | m' |  |  | 2257016.2292
|  | - Excavation of soil | m3 | 1.47 | 102390.75 | 150514.4025
|  | - Backfilling | m3 | 1.01 | 62462.95 | 63087.5795
|  | - Compacted sand layer | m3 | 0.12 | 40473.895 | 4856.8674
|  | - Lean concrete K100 | m3 | 0.06 | 710224.7079 | 42613.4825
|  | - Reinforced Concrete Grade 175/20 | m3 | 0.28 | 3019694.0924 | 845514.3459
|  | - Steel L50x50x5 | kg | 15.12 | 15950 | 241164 | tidak ada dalam PERMEN
|  | - Plat Bordes 6 mm | kg | 48.71 | 18666.9175 | 909265.5514
2257016.2292
An | 3 | Cable Trench Type III | m' |  |  | 1494213.7502
|  | - Excavation of soil | m3 | 0.85 | 102390.75 | 87032.1375
|  | - Backfilling | m3 | 0.53 | 62462.95 | 33105.3635
|  | - Compacted sand layer | m3 | 0.08 | 40473.895 | 3237.9116
|  | - Lean concrete K100 | m3 | 0.04 | 710224.7079 | 28408.9883
|  | - Reinforced Concrete Grade 175/20 | m3 | 0.2 | 3019694.0924 | 603938.8185
|  | - Steel L50x50x5 | kg | 12.096 | 15950 | 192931.2 | tidak ada dalam PERMEN
|  | - Plat Bordes 6 mm | kg | 29.226 | 18666.9175 | 545559.3309
1494213.7502
An | 4 | Cable Trench Type IV | m' |  |  | 1746787.0547
|  | - Excavation of soil | m3 | 0.935 | 102390.75 | 95735.3513
|  | - Backfilling | m3 | 0.59 | 62462.95 | 36853.1405
|  | - Compacted sand layer | m3 | 0.09 | 40473.895 | 3642.6506
|  | - Lean concrete K100 | m3 | 0.045 | 710224.7079 | 31960.1119
|  | - Reinforced Concrete Grade 175/20 | m3 | 0.21 | 3019694.0924 | 634135.7594
|  | - Steel L50x50x5 | kg | 13.608 | 15950 | 217047.6
|  | - Plat Bordes 6 mm | kg | 38.968 | 18666.9175 | 727412.4411 | tidak ada dalam PERMEN
1746787.0547
An | 5 | Cable Trench Type V | m' |  |  | 1176119.018
|  | - Excavation of soil | m3 | 0.637 | 102390.75 | 65222.9078
|  | - Backfilling | m3 | 0.371 | 62462.95 | 23173.7545
|  | - Compacted sand layer | m3 | 0.06 | 40473.895 | 2428.4337 |  | 22.62
|  | - Lean concrete K100 | m3 | 0.03 | 710224.7079 | 21306.7412 |  | 90
|  | - Reinforced Concrete Grade 175/20 | m3 | 0.176 | 3019694.0924 | 531466.1603
|  | - Steel L50x50x5 | kg | 10.584 | 15950 | 168814.8 |  | 1220mm x 2440mm x 6 mm =145 kg
|  | - Plat Bordes 6 mm | kg | 19.484 | 18666.9175 | 363706.2206 |  | 48.71
1176119.018
An | 11 | Cable Trench Type I (800 x 800) 150 kV Room | m' |  |  | 2164983.3385 | tidak ada dalam PERMEN
- Equipment
|  | - Bor Machine | unit/hour | 0.08 | 379500 | 30360 |  | 2 | 0 | kg | steel cover
|  | - Welding Machine | unit/hour | 0.05 | 891000 | 44550
|  | - Tools | ls | 1 | 20000 | 20000
- Remuneration
|  | - Steel Worker | man/day | 0.3 | 119350 | 35805
|  | - Chief of Steel Worker | man/day | 0.01 | 107800 | 1078
|  | - Supervisor | man/day | 0.004 | 119350 | 477.4
|  | - Excavation of soil | m3 | 1.05 | 102390.75 | 107510.2875
|  | - Backfilling | m3 | 1.05 | 62462.95 | 65586.0975
|  | - Compacted sand layer | m3 | 0.1 | 404738.95 | 40473.895
|  | - Lean concrete K100 | m3 | 0.05 | 710224.7079 | 35511.2354
|  | - Reinforced Concrete Grade 175 Fe 100 | m3 | 0.25 | 3019694.0924 | 754923.5231
|  | - Steel L50x50x5 | kg | 7.202 | 15950 | 114871.9
|  | - Plat Bordes 6 mm | kg | 37.68 | 21450 | 808236
|  | - Dyna Bolt | bh | 12 | 8800 | 105600
2164983.3385
tidak ada dalam PERMEN
An | 12 | Cable Trench Type II (500 x 500) 150 kV Room | m' |  |  | 1285016.0863
- Equipment
|  | - Bor Machine | unit/hour | 0.08 | 379500 | 30360 |  | 2 | 0 | kg | steel cover
|  | - Welding Machine | unit/hour | 0.05 | 891000 | 44550
|  | - Tools | ls | 1 | 20000 | 20000
- Remuneration
|  | - Steel Worker | man/day | 0.3 | 119350 | 35805
|  | - Chief of Steel Worker | man/day | 0.01 | 107800 | 1078
|  | - Supervisor | man/day | 0.004 | 119350 | 477.4
|  | - Excavation of soil | m3 | 0.525 | 83833.75 | 44012.7188
|  | - Backfilling | m3 | 0.525 | 62462.95 | 32793.0488
|  | - Compacted sand layer | m3 | 0.07 | 404738.95 | 28331.7265
|  | - Lean concrete K100 | m3 | 0.035 | 710224.7079 | 24857.8648
|  | - Reinforced Concrete Grade 175 Fe 100 | m3 | 0.19 | 3019694.0924 | 573741.8776
|  | - Steel L50x50x5 | kg | 4.601 | 15950 | 73385.95
|  | - Plat Bordes 6 mm | kg | 23.55 | 15950 | 375622.5 | tidak ada dalam PERMEN
|  | - Dyna Bolt | bh | 6 | 8800 | 52800
1285016.0863
An | 13 | Open Drainage (stone masonry) 40/70 cm | m' |  |  | 787777.0514
|  | - Excavation of soil | m3 | 1.33 | 83833.75 | 111498.8875
|  | - Backfilling | m3 | 0.56 | 62462.95 | 34979.252
|  | - Compacted sand layer | m3 | 0.08 | 404738.95 | 32379.116
|  | - Plaster cement 1:4 | m3 | 2.44 | 78976.348 | 192702.2891 | tidak ada dalam PERMEN
|  | - Stone Masonry 1 PC : 3 Sand | m3 | 0.45 | 924927.7928 | 416217.5068
787777.0514
An | 14 | Open Drainage (brick) 30/40 cm | m' |  |  | 483946.5996
|  | - Excavation of soil | m3 | 0.6 | 83833.75 | 50300.25
|  | - Backfilling | m3 | 0.37 | 62462.95 | 23111.2915
|  | - Compacted sand layer | m3 | 0.06 | 404738.95 | 24284.337
|  | - Plaster cement 1:4 | m3 | 2.44 | 78976.348 | 192702.2891
|  | - Brick 1 pc : 4 ps | m3 | 1.4 | 138248.88 | 193548.432 | A.5.1.1.17 hal. 555
483946.5996
An | 15 | Sub Soil Drainage | m' |  |  | 447606.005
|  | - Excavation of soil | m3 | 0.7 | 83833.75 | 58683.625
|  | - Backfilling | m3 | 0.2 | 62462.95 | 12492.59
|  | - Compacted sand layer | m3 | 0.2 | 404738.95 | 80947.79
|  | - Pipe Concrete Ø 30 cm | m' | 1 | 69630 | 69630
|  | - Palm Fibre | kg | 5 | 24640 | 123200
|  | - Gravel | m3 | 0.4 | 256630 | 102652
447606.005
An | 16 | Control Box (Brick 60x60x65 cm) | Unit |  |  | 892999.1799
- Material
|  | - Brick | pc | 123 | 990 | 121770
|  | - Portland cement (PC) | kg | 114 | 1348.6 | 153740.4 | P.06 hal. 98
|  | - Sand (Pasir Pasang) | m3 | 0.184 | 170610 | 31392.24
|  | - Concrete Sand (Pasir Beton) | m3 | 0.12 | 117700 | 14124
|  | - Split 2/3 | m3 | 0.033 | 281380 | 9285.54
|  | - Reinforced Concrete BJTP-24 | kg | 4.85 | 18666.9175 | 90534.5499
- Remuneration
|  | - Brick layer | man/day | 1.15 | 107800 | 123970
|  | - Worker | man/day | 3.2 | 107800 | 344960
|  | - Supervisor | man/day | 0.016 | 119350 | 1909.6
|  | - Brick layer chief | man/day | 0.011 | 119350 | 1312.85
892999.1799
An | [6 empty] | F.05 hal 153
H. INSTALLATION WORK
An | 1 | Erection Gabion (Tipe B kawat uk. L=3m, B=1m, T=1m) | m3 |  |  | 2361489.9
Material
|  | - Crushed Stone | m3 | 4.2 | 178640 | 750288
|  | - Galvanised Wire Mash dia 2,7 mm | Kg | 31.358 | 19250 | 603641.5
Remuneration
|  | - Worker (Pengisi Batu) | man/day | 2.1 | 107800 | 226380
|  | - Worker (Pekerja Penganyam) | man/day | 4.74 | 107800 | 510972
|  | - Supervisor | man/day | 0.684 | 119350 | 81635.4
|  | - Steel Worker (Tukang Penganyam) | man/day | 1.58 | 119350 | 188573
2361489.9
An | 2 | Fence BRC height 1.90 m | m' |  |  | 2033480.8325
Material
|  | - BRC height 1.90 m | m | 1 | 877800 | 877800 | tidak ada dalam PERMEN
|  | - Steel pipe dia 2 inc and clamp | m | 1.33 | 156315.7895 | 207900
|  | - Barbed wire | kg | 7.628 | 20438 | 155901.064
|  | - Foundation 0.3 x 0.3 m2 reinforced concrete K 175; | m3 | 0.08 | 3150846.8724 | 252067.7498
Fe : 100 kg/m3
|  | - Sloof 20/30 reinforced concrete K 175; | m3 | 0.03 | 3150846.8724 | 94525.4062
Fe : 100 kg/m3
Remuneration
|  | - Excavation of Soil | m3 | 2.25 | 102390.75 | 230379.1875
|  | - Back Filling | m3 | 1.5 | 62462.95 | 93694.425
|  | - Erection of Fence | ls | 1 | 121213 | 121213
2033480.8325
An | 3 | Fence BRC height 1.50 m | m' |  |  | 1573128.4717
|  | Material |  |  |  |  | tidak ada dalam PERMEN
|  | - BRC height 1.50 m | m | 1 | 577500 | 577500
|  | - Steel pipe dia 2 inc and clamp | m | 1.17 | 179666.6667 | 210210
|  | - Foundation 0.30 x 0.30 m2 reinforced concrete K 175; | m3 | 0.08 | 3070080.6624 | 245606.453
Fe : 100 kg/m3
|  | - Sloof 20/30 reinforced concrete K 175; | m3 | 0.03 | 3150846.8724 | 94525.4062
Fe : 100 kg/m3
Remuneration
|  | - Excavation of Soil | m3 | 2.25 | 102390.75 | 230379.1875
|  | - Back Filling | m3 | 1.5 | 62462.95 | 93694.425
|  | - Erection of Fence | ls | 1 | 121213 | 121213
1573128.4717
An | 4 | Fence Galvanized Wire Mesh height 2.00 m | m' |  |  | 808796.7159
Material
|  | - Galvanized Wire Mesh height 2.00 m | m | 1 | 22300 | 22300
|  | - Galvanized steel angle 40.40.5 | kg | 10.692 | 12266 | 131148.072 | tidak ada dalam PERMEN
|  | - Strip plat 20.3 | kg | 1.6848 | 13500 | 22744.8
|  | - Foundation 0,80x0,80 m2 reinforced concrete K 175; | m3 | 0.12 | 3047622.6524 | 365714.7183
Fe : 100 kg/m3
|  | - Sloof 20/30 reinforced concrete K 175; | m3 | 0.03 | 3047622.6524 | 91428.6796
|  | Fe : 100 kg/m3 | [5 empty] | 0.09
Remuneration
|  | - Excavation of Soil | m3 | 0.42 | 102390.75 | 43004.115
|  | - Back Filling | m3 | 0.18 | 62462.95 | 11243.331
|  | - Erection of Fence | ls | 1 | 121213 | 121213
808796.7159
An | 5 | Sliding Gate BRC height 1.50 m wide 6.3 m | Unit |  |  | 7465171.9277
Material
|  | - BRC height 1.50 m | m | 6.3 | 577500 | 3638250
|  | - Steel pipe dia 3 inc | m | 3.2 | 186083.3333 | 595466.6667 | tidak ada dalam PERMEN
|  | - Pipe of support dia 2 inc and clamp | m | 20.34 | 112750 | 2293335
|  | - Foundation 0.3 x 0.3 m2 reinforced concrete K 175; | m3 | 0.09 | 3150846.8724 | 283576.2185
Fe : 100 kg/m3
|  | - Colom 30/60 reinforced concrete K 175; | m3 | 0.09 | 3150846.8724 | 283576.2185
Fe : 100 kg/m3
Remuneration
|  | - Excavation of Soil | m3 | 2 | 102390.75 | 204781.5
|  | - Back Filling | m3 | 0.72 | 62462.95 | 44973.324
|  | - Erection of Gate | ls | 1 | 121213 | 121213
7465171.9277
An | 6 | Fence from Concrete height 2.00 m | m' |  |  | 5137130.6477
Material
|  | - Concrete height 2.00 m | m3 | 0.2 | 3150846.8724 | 630169.3745
(K 175; Fe : 100 kg/m3)
|  | - Foundation 1,50x1,50 m2 reinforced concrete K 175; | m3 | 0.45 | 3420961.0024 | 1539432.4511 | tidak ada dalam PERMEN
Fe : 120 kg/m3
|  | - Colom 30/50 rinforced concrete K 175; | m3 | 0.64 | 3420961.0024 | 2189415.0415
Fe : 120 kg/m3
|  | - Sloof 30/40 reinforced concrete K 175; | m3 | 0.06 | 3420961.0024 | 205257.6601
Fe : 120 kg/m3
Remuneration
|  | - Excavation of Soil | m3 | 3.38 | 102390.75 | 346080.735
|  | - Back Filling | m3 | 1.69 | 62462.95 | 105562.3855
|  | - Erection of Fence | ls | 1 | 121213 | 121213
5137130.6477
An | 7 | Fence from Brick Wall height 2.40 m (lower) and barbed wire 0,60 m (upper) | m' |  |  | 4387309.7486
Material
|  | - Brick 1pc : 4ps | m3 | 0.72 | 138248.88 | 99539.1936
|  | - Plaster cement 1 pc : 4 ps thickness 10 mm | m2 | 4.8 | 78976.348 | 379086.4704
|  | - Foundation 1,00x1,00 m2 reinforced concrete K 175; | m3 | 0.3 | 3524185.2224 | 1057255.5667
Fe : 120 kg/m3
|  | - Colom 20/30 reinforced concrete K 175; | m3 | 0.3 | 3524185.2224 | 1057255.5667
Fe : 120 kg/m3
|  | - Sloof 20/30 reinforced concrete K 175; | m3 | 0.3 | 3524185.2224 | 1057255.5667
Fe : 120 kg/m3
|  | - Galvanized steel angle 40.40.5 | kg | 5.346 | 24200 | 129373.2
|  | - Barbed wire | kg | 7.628 | 20438 | 155901.064
Remuneration
|  | - Excavation of Soil | m3 | 3.38 | 102390.75 | 346080.735
|  | - Back Filling | m3 | 1.69 | 62462.95 | 105562.3855 | tidak ada dalam PERMEN
[6 empty] | 4387309.7486 | tidak tercantum upah
An | 8 | Listplank Superplank (GRC board) | m' |  |  | 111145.8333 | A.4.2.1.2 hal. 419
- Material
|  | - listplank Superplank (GRC board) | m' | 1.1 | 60179.1667 | 66197.0833
|  | - Nail | kg | 0.1 | 96250 | 9625
- Remuneration
|  | - Worker | man/day | 0.1 | 107800 | 10780
|  | - Supervisor | man/day | 0.005 | 119350 | 596.75
|  | - Carpenter | man/day | 0.2 | 107800 | 21560
|  | - Carpenter chief | man/day | 0.02 | 119350 | 2387
111145.8333
An | 9 | Profil complete with connection and steel painting | Kg |  |  | 57464.5104
- Material
|  | - Profil Channel | kg | 1.15 | 15950 | 18342.5
|  | - Steel painting | kg | 0.08 | 76298.255 | 6103.8604
- Remuneration
|  | - Worker | man/day | 0.06 | 107800 | 6468
|  | - Supervisor | man/day | 0.003 | 119350 | 358.05
|  | - Welder | man/day | 0.06 | 127600 | 7656
|  | - Welder chief | man/day | 0.006 | 119350 | 716.1
- Equipment
|  | - Welding Machine | unit/day | 0.02 | 891000 | 17820
57464.5104
An | 10 | Wind Bracing and Tie Rod with connection and steel painting | Kg |  |  | 30905.4504
tidak ada dalam PERMEN
- Material
|  | - Wind Bracing | kg | 1.15 | 15537.5 | 17868.125
|  | - Steel painting | kg | 0.08 | 76298.255 | 6103.8604
0
|  | - Remuneration |  |  | 0
|  | - Worker | man/day | 0.06 | 107800 | 6468
|  | - Supervisor | man/day | 0.003 | 155155 | 465.465
30905.4504
P.01 (G) hal. 92
An | 11 | Raised Floor | m2 |  |  | 991067
- Material
|  | - Raised Floor | m2 | 1 | 924000 | 924000
-Remuneration
|  | -Worker | man/day | 0.4 | 107800 | 43120
|  | -Brick Layer | man/day | 0.2 | 107800 | 21560 | A.2.2.1.14 hal. 376
|  | -Foreman | man/day | 0.02 | 119350 | 2387
991067
An | 12 | Pipa Resapan PVC 2" Untuk Dinding Penahan Tanah | m' |  |  | 4583.975
-Remuneration
|  | - Worker | man/day | 0.01 | 107800 | 1078
|  | - Supervisor | man-day | 0.005 | 155155 | 775.775
-Material
|  | - PVC Pipe dia 2" | stick | 0.125 | 15400 | 1925
|  | - Ijuk | Kg | 0.01 | 80520 | 805.2
An | 13 | Water Supply PVC Pipe (include installation) | m' |  |  | 118515.75
-Remuneration
|  | - Worker | man/day | 0.9 | 107800 | 97020
|  | - Supervisor | man/day | 0.045 | 119350 | 5370.75 | Rata - rata jasa pengeboran sumur dalam di DKI tahun 2016
- Equipment
|  | - Sewa peralatan (Auger, Kunci Inggris, Pipa besi) | unit/day | 0.05 | 50500 | 2525
-Material
|  | - PVC Pipe dia 4 " | stick | 0.25 | 33000 | 8250 |  | 150000
|  | - PVC Pipe dia 1" | stick | 0.25 | 12100 | 3025
|  | - Knee | bh | 0.25 | 3500 | 875
|  | -Pipe Tape | bh | 0.2 | 3500 | 700
|  | -Lem Pipa | klg | 0.02 | 37500 | 750
118515.75
An | 14 | Water Supply PVC Pipe 1/2" (include installation) | m' |  |  | 110248.25
-Remuneration
|  | - Worker | man/day | 0.9 | 107800 | 97020
|  | - Supervisor | man/day | 0.045 | 119350 | 5370.75 | Rata - rata jasa pengeboran sumur dalam di DKI tahun 2016
- Equipment
|  | - Sewa peralatan (Auger, Kunci Inggris, Pipa besi) | unit/day | 0.05 | 50500 | 2525
-Material
|  | - PVC Pipe dia 1./2" | stick | 0.25 | 5390 | 1347.5 |  | 150000
|  | - elbow dia 1./2" | bh | 0.25 | 8140 | 2035
|  | - Knee dia 1./2" | bh | 0.25 | 2000 | 500
|  | -Pipe Tape | bh | 0.2 | 3500 | 700
|  | -Lem Pipa | klg | 0.02 | 37500 | 750
110248.25
An | 15 | Water Supply PVC Pipe 1" (include installation) | m' |  |  | 113290.75
-Remuneration
|  | - Worker | man/day | 0.9 | 107800 | 97020
|  | - Supervisor | man/day | 0.045 | 119350 | 5370.75 | Rata - rata jasa pengeboran sumur dalam di DKI tahun 2016
- Equipment
|  | - Sewa peralatan (Auger, Kunci Inggris, Pipa besi) | unit/day | 0.05 | 50500 | 2525
-Material
|  | - PVC Pipe dia 1" | stick | 0.25 | 12100 | 3025 |  | 150000
|  | - elbow dia 1" | bh | 0.25 | 12100 | 3025
|  | - Knee dia 1" | bh | 0.25 | 3500 | 875
|  | -Pipe Tape | bh | 0.2 | 3500 | 700
|  | -Lem Pipa | klg | 0.02 | 37500 | 750
113290.75
An | 16 | Water Supply PVC Pipe 2" (include installation) | m' |  |  | 116815.75
-Remuneration
|  | - Worker | man/day | 0.9 | 107800 | 97020 | permen pu 2013 Halaman 207
|  | - Supervisor | man/day | 0.045 | 119350 | 5370.75
- Equipment
|  | - Sewa peralatan (Auger, Kunci Inggris, Pipa besi) | unit/day | 0.05 | 50500 | 2525
-Material
|  | - PVC Pipe dia 2" | stick | 0.25 | 15400 | 3850
|  | - elbow dia 2" | bh | 0.25 | 9900 | 2475
|  | - Knee dia 2" | bh | 0.25 | 16500 | 4125
|  | -Pipe Tape | bh | 0.2 | 3500 | 700
|  | -Lem Pipa | klg | 0.02 | 37500 | 750 |  | 3.4183
116815.75
An | 17 | Water Supply PVC Pipe 3" (include installation) | m' |  |  | 169698.25
-Remuneration
|  | - Worker | man/day | 0.9 | 107800 | 97020 | permen pu 2013 Halaman 207
|  | - Supervisor | man/day | 0.045 | 119350 | 5370.75
- Equipment
|  | - Sewa peralatan (Auger, Kunci Inggris, Pipa besi) | unit/day | 0.05 | 50500 | 2525
-Material
|  | - PVC Pipe dia 3" | stick | 0.25 | 27500 | 6875
|  | - elbow dia 3" | bh | 0.25 | 188100 | 47025
|  | - Knee dia 3" | bh | 0.25 | 37730 | 9432.5
|  | -Pipe Tape | bh | 0.2 | 3500 | 700
|  | -Lem Pipa | klg | 0.02 | 37500 | 750 |  | 3.4183
169698.25
An | 18 | Water Supply PVC Pipe 4" (include installation) | m' |  |  | 243920.75
-Remuneration
|  | - Worker | man/day | 0.9 | 107800 | 97020 | permen pu 2013 Halaman 207
|  | - Supervisor | man/day | 0.045 | 119350 | 5370.75
- Equipment
|  | - Sewa peralatan (Auger, Kunci Inggris, Pipa besi) | unit/day | 0.05 | 50500 | 2525
-Material
|  | - PVC Pipe dia 4" | stick | 0.25 | 33000 | 8250
|  | - elbow dia 4" | bh | 0.25 | 446600 | 111650
|  | - Knee dia 4" | bh | 0.25 | 70620 | 17655
|  | -Pipe Tape | bh | 0.2 | 3500 | 700
|  | -Lem Pipa | klg | 0.02 | 37500 | 750 |  | 3.4183
243920.75
An | 19 | Water Supply Pipe Medium Pipe 2" (include installation) | m' |  |  | 349245.75
-Remuneration
|  | - Worker | man/day | 0.9 | 107800 | 97020 | permen pu 2013 Halaman 207
|  | - Supervisor | man/day | 0.045 | 119350 | 5370.75
- Equipment
|  | - Sewa peralatan (Auger, Kunci Inggris, Pipa besi) | unit/day | 0.05 | 50500 | 2525
-Material
|  | -GIP Medium Pipe dia 2" | stick | 0.25 | 809600 | 202400
|  | - Accessories GIP medium Pipe dia 2 " | bh | 0.25 | 161920 | 40480
|  | -Pipe Tape | bh | 0.2 | 3500 | 700
|  | -Lem Pipa | klg | 0.02 | 37500 | 750 |  | 3.4183
349245.75
An | 20 | Sewa Buldozer (100 - 150 HP) | Jam |  |  | 1135669.252
|  | - Sewa alat | unit/hour | 1 | 733263.3 | 733263.3
|  | - Bahan bakar | liter | 19.95 | 8392.46 | 167429.577
|  | - Pelumas | liter | 3.99 | 29000 | 115710
|  | - Biaya Bengkel | ls | 1 | 28125 | 28125
|  | - BiayaPerawatan | ls | 1 | 56250 | 56250
|  | -Operator | man/hour | 0.125 | 157901 | 19737.625
|  | -Pembantu Operator | man/hour | 0.125 | 121230 | 15153.75
1135669.252
An | 21 | Pemasangan Mercury Vapour Flouresent Light 1 x 250 W + Tiang 9 m | Unit |  |  | 17564820.8473
|  | - Remuneration |  |  |  |  | AHS AKLI DKI
|  | - Instalator | man/day | 3.333 | 180457.2 | 601463.8476
|  | - Supervisor | man/day | 0.333 | 119350 | 39743.55
867173.3469
Material :
|  | - Tiang Lampu Octagonal tinggi 9 m (3 - 4.5 m), desain diameter per segmen 2.5" - 5", flandes 30 x 30 x 1.4 cm, ornamen 1.5" x 2 meter, anti clim 1 set, Hot Deep Galvanized | unit | 1 | 4730000 | 4730000
|  | - Lampu Phillips HPL/N (Mercury) 250 Watt | unit | 1 | 1466300 | 1466300
|  | - Kabel NYM 3x2,5MM @100M | m | 0.15 | 1133000 | 169950
|  | - Accessories ( fuse box, grounding system and installation of cable conduit and wiring and all accessories ) | set | 1 | 10000000 | 10000000
|  | Excavation Soil | m3 | 0.045 | 83833.75 | 3772.5188
|  | Concrete K-175 | m3 | 0.045 | 1057576.2424 | 47590.9309
|  | Angkur Bolt 24 mm | pcs | 4 | 126500 | 506000
An | 22 | Pemasangan Mercury Vapour Flouresent Light 1 x 150 W for Access Road | Unit |  |  | 7389457.3976
|  | - Remuneration |  |  |  |  | AHS AKLI DKI
|  | - Instalator | man/day | 3.333 | 180457.2 | 601463.8476
|  | - Supervisor | man/day | 0.333 | 119350 | 39743.55
7389457.3976
Material :
|  | - Lampu Jalan Model Cobra Starlight untuk Lampu Mercury HPL-N 250 Watt atau HPI-T 250 Watt - 400 Watt, bisa untuk SON-T 150 Watt - 400 Watt. Terbuat dari Bahan Almunium Cor. | unit | 1 | 660000 | 660000
|  | - Tiang Lampu Octagonal tinggi 6 m (3 - 4.5 m), desain diameter per segmen 2,5"-4", flandes 30 x 30 x 1.4 cm, ornamen 1.5" x 2 meter, anti clim 1 set, Hot Deep Galvanized | unit | 1 | 2750000 | 2750000
|  | - Lampu Phillips SON-T (Mercury) 150 Watt | unit | 1 | 168300 | 168300
|  | - Kabel NYM 3x2,5MM @100M | m | 0.15 | 1133000 | 169950
|  | - Accessories ( fuse box, grounding system and installation of cable conduit and wiring and all accessories ) | set | 1 | 3000000 | 3000000
7389457.3976
An | 23 | Pondasi Tiang Besi 9 meter | Unit |  |  | 361173.3469
|  | - Galian Tanah biasa | m3 | 0.6 | 121186.45 | 72711.87
|  | - Pemadatan Sirtu | m3 | 0.6 | 404738.95 | 242843.37
|  | - Beton K-225 | m3 | 0.03 | 1115864.6138 | 33475.9384
|  | - Urugan Pasir | m3 | 0.03 | 404738.95 | 12142.1685
361173.3469
An | 24 | Pemasangan Mercury Vapour Flouresent Light 1 x 250 W | Unit |  |  | 12937457.3976
- Remuneration
|  | - Instalator | man/day | 3.333 | 180457.2 | 601463.8476
|  | - Supervisor | man/day | 0.333 | 119350 | 39743.55
0
|  | Material : |  |  |  | 0
|  | - Lampu Jalan Model Cobra Starlight untuk Lampu Mercury HPL-N 250 Watt atau HPI-T 250 Watt - 400 Watt, bisa untuk SON-T 150 Watt - 400 Watt. Terbuat dari Bahan Almunium Cor. | unit | 1 | 660000 | 660000
|  | - Lampu Phillips HPL/N (Mercury) 250 Watt | unit | 1 | 1466300 | 1466300
|  | - Kabel NYM 3x2,5MM @100M | m | 0.15 | 1133000 | 169950
|  | - Accessories ( fuse box, grounding system and installation of cable conduit and wiring and all accessories ) | set | 1 | 10000000 | 10000000
12937457.3976
An | 25 | Pemasangan Mercury Vapour Flouresent Light 1 x 80 W + Tiang 2 m | Unit |  |  | 10924477.8417
- Remuneration
|  | - Instalator | man/day | 3.333 | 139574 | 465200.142
|  | - Supervisor | man/day | 0.333 | 157901 | 52581.033
Material :
|  | - Kap Lampu Jalan Setara PJU Philips SPP 165, untuk SON-T 70 Watt | unit | 1 | 880000 | 880000
|  | - Tiang Lampu Octagonal tinggi 2 m (3 - 4.5 m), desain diameter per segmen 2.5" -4", flandes 30 x 30 x 1.4 cm, ornamen 1.5" x 2 meter, anti clim 1 set, Hot Deep Galvanized | unit | 1 | 2500000 | 2500000
|  | - Lampu Setara Phillips SON 70 W E27 | unit | 1 | 190080 | 190080
|  | - Kabel NYM 3x2,5MM @100M | m | 0.15 | 1133000 | 169950
|  | - Accessories ( fuse box, grounding system and installation of cable conduit and wiring and all accessories ) | set | 1 | 6666666.6667 | 6666666.6667
An | 26 | Pondasi Tiang Besi 2 meter | Unit |  |  | 867173.3469
|  | - Galian Tanah biasa | m3 | 0.6 | 121186.45 | 72711.87
|  | - Pemadatan Sirtu | m3 | 0.6 | 404738.95 | 242843.37
|  | - Beton K-225 | m3 | 0.03 | 1115864.6138 | 33475.9384
|  | - Urugan Pasir | m3 | 0.03 | 404738.95 | 12142.1685
|  | Angkur Bolt 24 mm | pcs | 4 | 126500 | 506000
An | 27 | Water tank and steel structures tower ( cap : 2 m3 ) and installation of pipe | Unit |  |  | 16030562.4684
- Material
|  | - Water Torn Plastic Cap 2m3 setara Penguin | bh | 1 | 3575000 | 3575000
|  | - Pipa PVC 1" | stick | 2.5 | 12100 | 30250
|  | - elbow 1" | bh | 5 | 12100 | 60500
|  | - knee 1" | bh | 5 | 3500 | 17500
|  | - seal tape | bh | 2 | 3500 | 7000
|  | - lem pipa | kaleng | 1 | 37500 | 37500
|  | - besi siku L 50.50.5 | kg | 450 | 15950 | 7177500
|  | - Foundation work (concrete f'c = 26.4 MPa (K 300), Fe : 150 kg/m3, Formwork) | m3 | 1.12 | 4277109.3467 | 4790362.4684 | 0.375
- Remuneration
|  | - Worker | man/day | 2 | 107800 | 215600
|  | - Steel Worker | man/day | 1 | 119350 | 119350 |  | 1.2 | jt | 2.2 | m
An | 28 | Bak penampungan air dari beton bertulang Cap 12 m3 | Unit |  |  | 22339788.6347
- Material
|  | - Excavation 3 m | m3 | 12 | 121186.45 | 1454237.4 | P | 2
|  | - Concrete K-175 | m3 | 3.84 | 1057576.2424 | 4061092.7707 | L | 2
|  | - Besi U24 (150 kg/m3) | kg | 576 | 18666.9175 | 10752144.48 | H | 3
|  | - Formwork | m2 | 26.8 | 226578.88 | 6072313.984 |  | 12
An | 29 | Deepwell including submersible water pump 150 lt/m capacity and accessories | Unit |  |  | 37529155.5
- Material
|  | - Submersible water pump 150 ltr/minutes | bh | 1 | 28880280 | 28880280
|  | - Pipa PVC 3" | m' | 30 | 169698.25 | 5090947.5
|  | - Accessories water pump | ls | 1 | 2888028 | 2888028
|  | - Remuneration | [5 empty] | Orang | Target (hari)
|  | - Worker | man/day | 4 | 107800 | 431200 |  | 2 | 2
|  | - Steel Worker | man/day | 2 | 119350 | 238700 |  | 1 | 2 | 2.2 | m
37529155.5
An | 30 | Instalasi Listrik | Titik |  |  | 203871.6667
- Remuneration
|  | - Worker | man/day | 0.5 | 107800 | 53900
|  | - Technician Electrical | man/day | 0.1 | 366666.6667 | 36666.6667
- Equipment
|  | - Tools (tang kabel, selotip, test pen, multitester) | lot | 1 | 50000 | 50000
- Material
|  | - Kabel NYM 3x2,5MM @100M | roll | 0.05 | 1133000 | 56650
|  | - Clamp kabel beton 4-10 mm | pack | 0.5 | 13310 | 6655
203871.6667
An | 31 | Bath basin (fiber) installment | Unit |  |  | 910231.41
- Material
|  | - Bath basin Fiber | unit | 1 | 831600 | 831600
|  | - Portland Cement (PC) | kg | 9.6 | 1348.6 | 12946.56
|  | - Sand (Pasir Pasang) | m3 | 0.045 | 170610 | 7677.45
|  | - Colour Cement (PC) | kg | 1.5 | 10890 | 16335
- Remuneration
|  | - Brick layer | man/day | 0.12 | 107800 | 12936
|  | - Worker | man/day | 0.24 | 107800 | 25872
|  | - Supervisor | man/day | 0.012 | 119350 | 1432.2
|  | - Brick layer chief | man/day | 0.012 | 119350 | 1432.2
910231.41
An | 32 | PVC 3" work for roof (include installation) | m' |  |  | 170803.25
-Remuneration
|  | - Worker | man/day | 0.9 | 107800 | 97020 | permen pu 2013 Halaman 207
|  | - Supervisor | man/day | 0.045 | 119350 | 5370.75
-Material
|  | - PVC Pipe dia 3" | stick | 0.25 | 27500 | 6875
|  | - elbow dia 3" | bh | 0.25 | 188100 | 47025
|  | - Knee dia 3" | bh | 0.25 | 37730 | 9432.5
|  | -Pipe Tape | bh | 0.2 | 3500 | 700
|  | -Lem Pipa | klg | 0.02 | 37500 | 750 |  | 3.4183
|  | -Clamp Pipa | unit | 0.2 | 18150 | 3630
170803.25
An | 33 | Instalasi Anti Petir, 150 kV Room | Lot |  |  | 19979865.0264
Remuneration
|  | - Worker | man/day | 4 | 107800 | 431200
|  | - Technician Electrical | man/day | 1 | 366666.6667 | 366666.6667
Equipment
|  | - Tools (martil, mesin bor, tang kabel, selotip, test pen, multitester) | lot | 1 | 200000 | 200000
Material
|  | - Tiang splitzen 1/2' ; 50-60 cm | unit | 50 | 192000 | 9600000 | http://sinarutamagrounding.indonetwork.co.id/product/air-terminal-tombak-penangkal-petir-splitzen-lapis-tembaga-4341776
|  | - Kabel BC 25 | m' | 100 | 24600 | 2460000 | http://www.materialgrounding.com/product/bare-copper-bc-p20382.aspx
|  | - Clamp kabel / skun kabel | unit | 10 | 33600 | 336000 | https://www.bukalapak.com/p/industrial/mesin/148zpi-jual-skun-kabel-sc-240-cable-skun
|  | - Cooper rod/pentanahan | m' | 4 | 1200000 | 4800000
|  | - Control box, brick 60x60 cm2 | m3 | 2 | 892999.1799 | 1785998.3597
19979865.0264
An | 34 | Instalasi Antipetir 20 kV Room | Lot |  |  | 26127863.3862
Remuneration
|  | - Worker | man/day | 4 | 107800 | 431200
|  | - Technician Electrical | man/day | 1 | 366666.6667 | 366666.6667
Equipment
|  | - Tools (martil, mesin bor, tang kabel, selotip, test pen, multitester) | lot | 1 | 200000 | 200000
Material
|  | - Tiang splitzen 1/2' ; 50-60 cm | unit | 50 | 192000 | 9600000 | http://sinarutamagrounding.indonetwork.co.id/product/air-terminal-tombak-penangkal-petir-splitzen-lapis-tembaga-4341776
|  | - Kabel BC 25 | m' | 250 | 24600 | 6150000 | http://www.materialgrounding.com/product/bare-copper-bc-p20382.aspx
|  | - Clamp kabel / skun kabel | unit | 30 | 33600 | 1008000 | https://www.bukalapak.com/p/industrial/mesin/148zpi-jual-skun-kabel-sc-240-cable-skun
|  | - Cooper rod/pentanahan | m' | 4 | 1200000 | 4800000
|  | - Control box, brick 60x60 cm2 | m3 | 4 | 892999.1799 | 3571996.7195
26127863.3862
An | 35 | Pemasangan Geotekstil atau Plastik | m2 |  |  |  | Permen PUPR Hal 216
Material
|  | Geotekstil | m2 | 1.08
|  | Plastik | m2 | 1.08
Renumeration
|  | Worker | man-day | 0.16
|  | Digger | man-day | 0.032
|  | Supervisor | man-day | 0.016
An | 36 | Installation Stainlesss Steel Pipe ᴓ 100mm | m'
Remuneration
|  | - Worker | man/day | 0.499 | 107800
|  | - Welder | man/day | 0.2 | 127600
|  | - Fitter | man/day | 0.216 | 127600
|  | - Rigger | man/day | 0.108 | 127600
|  | - Supervsion | man/day | 0.05 | #NAME?
|  | - Safety | man/day | 0.05 | 184800
Material
|  | - Electroda | Kg | 0.35 | #NAME?
|  | - Argon | btl | 0.05 | #NAME?
|  | - Grinding disk | pcs | 0.15 | #NAME?
Equipment
|  | - Tackel & Handle crane 2T | unit/day | 0.004 | 0
|  | - Welding Machine | unit/day | 0.2 | 0
|  | - Safety equipment (Gas detector) | unit | 1 | 0
An | 37 | Demolishing Stainlesss Steel Pipe ᴓ 100mm | m'
Remuneration
|  | - Worker | man/day | 0.499 | 107800
|  | - Welder | man/day | 0.2 | 127600
|  | - Supervsion | man/day | 0.05 | #NAME?
|  | - Safety | man/day | 0.05 | 184800
Equipment
|  | - Tackel & Handle crane 2T | unit/day | 0.004
|  | - Welding Machine | unit/day | 0.2
|  | - Exavator | unit/hour | 0.028
|  | - Oxigen | Tabung | 0.05
|  | - Acetelin | Tabung | 0.05
An | 38 | Installation Steel Pipe ᴓ 125mm | m'
Remuneration
|  | - Worker | man/day | 0.579
|  | - Welder | man/day | 0.216
|  | - Fitter | man/day | 0.216
|  | - Rigger | man/day | 0.108
|  | - Supervsion | man/day | 0.058
Material
|  | - Electroda | Kg | 0.35
|  | - Argon | btl | 0.05
|  | - Grinding disk | pcs | 0.15
-
Equipment
|  | - Tackel & Handle crane 2T | unit/day | 0.004
|  | - Welding Machine | unit/day | 0.216
An | 39 | Demolishing Steel Pipe ᴓ 125mm | m'
Remuneration
|  | - Worker | man/day | 0.579
|  | - Welder | man/day | 0.216
|  | - Supervsion | man/day | 0.058
-
Equipment
|  | - Tackel & Handle crane 2T | unit/day | 0.004
|  | - Welding Machine | unit/day | 0.216
An | 40 | Installation Steel Pipe ᴓ 250mm | m'
Remuneration
|  | - Worker | man/day | 1.325
|  | - Welder | man/day | 0.365
|  | - Fitter | man/day | 0.216
|  | - Rigger | man/day | 0.108
|  | - Supervsion | man/day | 0.133
Material
|  | - Electroda | Kg | 0.35
|  | - Argon | btl | 0.05
|  | - Grinding disk | pcs | 0.15
Equipment
|  | - Tackel & Handle crane 2T | unit/day | 0.004
|  | - Welding Machine | unit/day | 0.365
An | 41 | Demolishing Steel Pipe ᴓ 250mm | m'
Remuneration
|  | - Worker | man/day | 1.325 | 107800 | 142835
|  | - Welder | man/day | 0.365 | 127600 | 46574
|  | - Supervsion | man/day | 0.133 | #NAME? | #NAME?
|  | - Safety | man/day | 0.05 | 184800 | 9240
0
|  | Equipment |  |  |  | 0
|  | - Tackel & Handle crane 2T | unit/day | 0.004 | 4485000 | 17940
|  | - Welding Machine | unit/day | 0.365 | 891000 | 325215
|  | - Excavator | unit/hour | 0.028 | 704803 | 19734.484
|  | - Oxigen | Tabung | 0.05 | #NAME? | #NAME?
|  | - Acetelin | Tabung | 0.05 | #NAME? | #NAME?
#NAME?
An | 42 | Installation Valve ᴓ 25mm | m'
Remuneration
|  | - Worker | man/day | 1.429
|  | - Welder | man/day | 0.715
|  | - Supervsion | man/day | 0.143
Equipment
|  | - Tackel & Handle crane 2T | unit/day | 0.1
An | 43 | Installation Elbow/Tee ᴓ 100mm | m'
Remuneration
|  | - Worker | man/day | 0.848
|  | - Welder | man/day | 0.424
|  | - Fitter | man/day | 1.728
|  | - Rigger | man/day | 0
|  | - Supervsion | man/day | 0.088
|  | - Safety | man/day | 0.4
Material
|  | - Electroda | Kg | 2.8
|  | - Argon | btl | 0.4
|  | - Grinding disk | pcs | 1.2
Equipment
|  | - Tackel & Handle crane 2T | unit/day | 0
|  | - Welding Machine | unit/day | 2.92
|  | - Safety equipment (Gas detector) | Lot | 1
An | 44 | Installation Elbow/Tee ᴓ 250mm | m'
Remuneration
|  | - Worker | man/day | 2.12
|  | - Welder | man/day | 1.06
|  | - Fitter | man/day | 4.32
|  | - Rigger | man/day | 0
|  | - Supervsion | man/day | 0.22
|  | - Safety | man/day | 1
Material
|  | - Electroda | Kg | 7
|  | - Argon | btl | 1
|  | - Grinding disk | pcs | 3
Equipment
|  | - Tackel & Handle crane 2T | unit/day | 0.004
|  | - Welding Machine | unit/day | 2.92
|  | - Safety equipment (Gas detector) | Lot | 1
An
I. TOWER WORK
An | 1 | Steel of Structures for Tower and Gantry | 1 ton |  |  | 33046950
Remuneration
|  | - Galvanis of Steel angle HTS | ton | 0.65 | 24200000 | 15730000
|  | - Galvanis of Steel angle MS | ton | 0.35 | 24200000 | 8470000
|  | - Galvanis Bolt and Nuts | kg | 120 | 22000 | 2640000
|  | - Galvanis of Steel Plate | ton | 0.04 | 21450000 | 858000
Rent of Equipment
|  | - Drilling of Machine | hour | 1 | 500000 | 500000
|  | - Supporting of Equipment ( Welder and Cutting Machine ) | hour | 1 | 125000 | 125000
Remuneration
|  | - Worker | man/day | 25 | 107800 | 2695000
|  | - Steel Worker | man/day | 15 | 119350 | 1790250
|  | - Supervisor | man/day | 2 | 119350 | 238700
33046950
An | 2 | Sortir Material of Tower | 1 ton |  |  | 801955
Remuneration
|  | - Worker | man/day | 6 | 107800 | 646800
|  | - Foreman | man/day | 1 | 155155 | 155155
801955
An | 3 | Erection Tower for 150 kV | 1 ton |  |  | 2152456.1905
Remuneration
|  | - Steel Worker | man-day | 5 | 119350 | 596750
|  | - Worker | man-day | 9 | 107800 | 970200
|  | - Supervisor | man-day | 1 | 119350 | 119350
|  | - Engineer expert | man-day | 0.5 | 366666.6667 | 183333.3333
0
|  | Rent of Equipment |  |  |  | 0
|  | - Bamboo | stick | 8 | 14142.8571 | 113142.8571
|  | - Pully | unit / day | 3 | 22000 | 66000
|  | - Cord | meter | 10 | 10368 | 103680
2152456.1905
An | 4 | Erection Tower for 500 kV | 1 ton |  |  | 2662665.9333
Remuneration
|  | - Steel Worker | man-day | 5 | 119350 | 596750
|  | - Worker | man-day | 10 | 107800 | 1078000
|  | - Supervisor | man-day | 1 | 119350 | 119350
|  | - Engineer expert | man-day | 0.5 | 366666.6667 | 183333.3333
0
|  | Rent of Equipment |  |  |  | 0
|  | - Bamboo | stick | 0 | 16500 | 0
|  | - Pully | unit / day | 3 | 22000 | 66000
|  | - Cord | meter | 50 | 10368 | 518400
|  | - Winch Machine dan Gin Pole | unit/day | 2 | 22916.3 | 45832.6
|  | - Sling | unit/day | 2 | 27500 | 55000
2561833.3333
An | 5 | Dismantling Materials and Accessories Tower | 1 ton |  |  | 2352417.037
|  | Remuneration |  |  |  |  | Jumlah Pekerja |  | Jumlah Hari
|  | - Steel Worker | man-day | 4.4444 | 119350 | 530444.4444 | 4 | orang | 1.1111 | hari
|  | - Worker | man-day | 11.1111 | 107800 | 1197777.7778 | 10 | orang | 1.1111 | hari
|  | - Supervisor | man-day | 1.1111 | 119350 | 132611.1111 | 1 | orang | 1.1111 | hari
|  | - Engineer expert | man-day | 0.55556 | 366666.6667 | 203703.7037 | 0.5 | orang | 1.1111 | hari
0
|  | Rent of Equipment |  |  |  | 0
|  | - Bamboo | stick | 8 | 16500 | 132000
|  | - Pully | unit / day | 3 | 17400 | 52200
|  | - Cord | meter | 10 | 10368 | 103680
2352417.037
An | 5 | Transportation of Material Tower | 1 ton
| 5.1 | Transportation of Material Tower (0 - 20 km) | 1 ton |  |  | 207625.4488
Remuneration
|  | Driver | man-day | 0.1 | 184800 | 18480
|  | Worker | man-day | 0.5 | 107800 | 53900
|  | Steel Worker | man-day | 0.1 | 119350 | 11935
|  | Foreman | man-day | 0.1 | 155155 | 15515.5
0
|  | Rent of Equipment |  |  |  | 0
|  | Car ( Truck ) | unit / day | 0.02 | 1161622.44 | 23232.4488
|  | Forklift | hour | 0.1 | 240625 | 24062.5
0
|  | Material : |  |  |  | 0
|  | BBM / solar | lt | 5 | 12100 | 60500
| 5.2 | Transportation of Material Tower (20 - 40 km) | 1 ton |  |  | 415250.8976
Remuneration
|  | Driver | man-day | 0.2 | 184800 | 36960
|  | Worker | man-day | 1 | 107800 | 107800
|  | Steel Worker | man-day | 0.2 | 119350 | 23870
|  | Foreman | man-day | 0.2 | 155155 | 31031
0
|  | Rent of Equipment |  |  |  | 0
|  | Car ( Truck ) | unit / day | 0.04 | 1161622.44 | 46464.8976
|  | Forklift | hour | 0.2 | 240625 | 48125
0
|  | Material : |  |  |  | 0
|  | BBM / solar | lt | 10 | 12100 | 121000
| 5.3 | Transportation of Material Tower (40 - 60 km) | 1 ton |  |  | 622876.3464
Remuneration
|  | Driver | man-day | 0.3 | 184800 | 55440
|  | Worker | man-day | 1.5 | 107800 | 161700
|  | Steel Worker | man-day | 0.3 | 119350 | 35805
|  | Foreman | man-day | 0.3 | 155155 | 46546.5
0
|  | Rent of Equipment |  |  |  | 0
|  | Car ( Truck ) | unit / day | 0.06 | 1161622.44 | 69697.3464
|  | Forklift | hour | 0.3 | 240625 | 72187.5
0
|  | Material : |  |  |  | 0
|  | BBM / solar | lt | 15 | 12100 | 181500
| 5.4 | Transportation of Material Tower (60 - 80 km) | 1 ton |  |  | 830501.7952
Remuneration
|  | Driver | man-day | 0.4 | 184800 | 73920
|  | Worker | man-day | 2 | 107800 | 215600
|  | Steel Worker | man-day | 0.4 | 119350 | 47740
|  | Foreman | man-day | 0.4 | 155155 | 62062
0
|  | Rent of Equipment |  |  |  | 0
|  | Car ( Truck ) | unit / day | 0.08 | 1161622.44 | 92929.7952
|  | Forklift | hour | 0.4 | 240625 | 96250
0
|  | Material : |  |  |  | 0
|  | BBM / solar | lt | 20 | 12100 | 242000
| 5.5 | Transportation of Material Tower (80 - 100 km) | 1 ton |  |  | 1038127.244
Remuneration
|  | Driver | man-day | 0.5 | 184800 | 92400
|  | Worker | man-day | 2.5 | 107800 | 269500
|  | Steel Worker | man-day | 0.5 | 119350 | 59675
|  | Foreman | man-day | 0.5 | 155155 | 77577.5
0
|  | Rent of Equipment |  |  |  | 0
|  | Car ( Truck ) | unit / day | 0.1 | 1161622.44 | 116162.244
|  | Forklift | hour | 0.5 | 240625 | 120312.5
0
|  | Material : |  |  |  | 0
|  | BBM / solar | lt | 25 | 12100 | 302500
An | 6 | Langsir Material Medan Datar | 1 Kg |  |  |  |  | Orang | Kg | Har
| 6.1 | Langsir Material Medan Datar (0 - 500 meter) | 1 Kg |  |  | 231.385 |  | 1 | 600 | 1
|  | Remuneration | [5 empty] | 1
|  | Worker | man-day | 0.0016667 | 107800 | 179.6667
|  | Foreman | man-day | 0.00033333 | 155155 | 51.7183
0
| 6.2 | Langsir Material Medan Datar (500 - 1000 meter) | 1 Kg |  |  | 462.77
Remuneration
|  | Worker | man-day | 0.0033333 | 107800 | 359.3333
|  | Foreman | man-day | 0.00066667 | 155155 | 103.4367
| 6.3 | Langsir Material Medan Datar (1000 - 1500 meter) | 1 Kg |  |  | 694.155
Remuneration
|  | Worker | man-day | 0.005 | 107800 | 539
|  | Foreman | man-day | 0.001 | 155155 | 155.155
An | 7 | Langsir Material Medan Datar + Klotok | 1 Kg
| 7.1 | Langsir Material Medan Datar + Klotok (0 - 500 meter) | 1 Kg |  |  | 323.0517 |  | 1 | 600 | 1
|  | Remuneration | [5 empty] | 1
|  | Worker | man-day | 0.0016667 | 107800 | 179.6667
|  | Foreman | man-day | 0.00033333 | 155155 | 51.7183
|  | Rent of Equipment | [5 empty] | Kapasitas | per rit/hari | Hari
|  | Klotok | Unit-day | 0.00033333 | 275000 | 91.6667 |  | 300 | 10 | 1
[6 empty] | 0 |  | 2500000
| 7.2 | Langsir Material Medan Datar + Klotok (500 - 1000 meter) | 1 Kg |  |  | 646.1033
Remuneration
|  | Worker | man-day | 0.0033333 | 107800 | 359.3333
|  | Foreman | man-day | 0.00066667 | 155155 | 103.4367
|  | Rent of Equipment | [5 empty] | Kapasitas | per rit/hari | Hari
|  | Klotok | Unit-day | 0.00066667 | 275000 | 183.3333 |  | 300 | 10 | 1
| 7.3 | Langsir Material Medan Datar + Klotok (1000 - 1500 meter) | 1 Kg |  |  | 969.155
Remuneration
|  | Worker | man-day | 0.005 | 107800 | 539
|  | Foreman | man-day | 0.001 | 155155 | 155.155
|  | Rent of Equipment | [5 empty] | Kapasitas | per rit/hari | Hari
|  | Klotok | Unit-day | 0.001 | 275000 | 275 |  | 300 | 10 | 1
An | 8 | Langsir Material Medan Bukit / Rawa | 1 Kg
| 8.1 | Langsir Material Medan Bukit / Rawa (0 - 500 meter) | 1 Kg |  |  | 433.8469 |  | 1 | 320 | 1
|  | Remuneration | [5 empty] | 1
|  | Worker | man-day | 0.003125 | 107800 | 336.875
|  | Foreman | man-day | 0.000625 | 155155 | 96.9719
[6 empty] | 0 |  | 2500000
| 8.2 | Langsir Material Medan Bukit / Rawa (500 - 1000 meter) | 1 Kg |  |  | 867.6938
Remuneration
|  | Worker | man-day | 0.00625 | 107800 | 673.75
|  | Foreman | man-day | 0.00125 | 155155 | 193.9438
| 8.3 | Langsir Material Medan Bukit / Rawa (1000 - 1500 meter) | 1 Kg |  |  | 1301.5406
Remuneration
|  | Worker | man-day | 0.009375 | 107800 | 1010.625
|  | Foreman | man-day | 0.001875 | 155155 | 290.9156
An | 9 | Langsir Material Medan Bukit / Rawa + Klotok | 1 Kg
| 9.1 | Langsir Material Medan Bukit / Rawa + Klotok (0 - 500 meter) | 1 Kg |  |  | 525.5135 |  | 1 | 320 | 1
|  | Remuneration | [5 empty] | 1
|  | Worker | man-day | 0.003125 | 107800 | 336.875
|  | Foreman | man-day | 0.000625 | 155155 | 96.9719
|  | Rent of Equipment | [5 empty] | Kapasitas | per rit/hari | Hari
|  | Klotok | Unit-day | 0.00033333 | 275000 | 91.6667 |  | 300 | 10 | 1
[6 empty] | 0 |  | 2500000
| 9.2 | Langsir Material Medan Bukit / Rawa + Klotok (500 - 1000 meter) | 1 Kg |  |  | 1051.0271
Remuneration
|  | Worker | man-day | 0.00625 | 107800 | 673.75
|  | Foreman | man-day | 0.00125 | 155155 | 193.9438
|  | Rent of Equipment | [5 empty] | Kapasitas | per rit/hari | Hari
|  | Klotok | Unit-day | 0.00066667 | 275000 | 183.3333 |  | 300 | 10 | 1
| 9.3 | Langsir Material Medan Bukit / Rawa + Klotok (1000 - 1500 meter) | 1 Kg |  |  | 1576.5406
Remuneration
|  | Worker | man-day | 0.009375 | 107800 | 1010.625
|  | Foreman | man-day | 0.001875 | 155155 | 290.9156
|  | Rent of Equipment | [5 empty] | Kapasitas | per rit/hari | Hari
|  | Klotok | Unit-day | 0.001 | 275000 | 275 |  | 300 | 10 | 1
An | 10 | Transportation Stringing of Equipment | 1 Unit |  |  | 1961872.44
Remuneration
|  | Driver | man-day | 1 | 184800 | 184800
|  | Worker Stringging | man-day | 1 | 207570 | 207570
|  | Foreman | man-day | 1 | 155155 | 155155
0
|  | Rent of Equipment |  |  |  | 0
|  | Car ( Truck ) | unit / day | 1 | 1161622.44 | 1161622.44
|  | Forklift | hour | 1 | 240625 | 240625
0
|  | Material : |  |  |  | 0
|  | BBM / solar | lt | 1 | 12100 | 12100
An | 11 | Handling of Material Foundation | m3 |  |  | 150225.075
Remuneration
|  | Worker | man-day | 1.3 | 107800 | 140140
|  | Foreman | man-day | 0.065 | 155155 | 10085.075
150225.075
An | 12 | 1 KMR Bus Clearing
|  | Remuneration | [5 empty] | Jml Orng |  | Target Selesai
|  | Worker | man-day | 27 | 107800 | 2910600 |  | 35 | orang | 3.5 | hari
|  | Foreman | man-day | 9 | 119350 | 1074150 |  | 3 | orang | 3.5 | hari
0
|  | Rent of Equipment |  |  |  | 0
|  | Chain Saw | unit-day | 9 | #NAME? | #NAME?
0
|  | Material : |  |  |  | 0
|  | BBM / solar | lt | 90 | 12100 | 1089000
#NAME?
[5 empty] | 1 KMS | #NAME?
An | 13 | 1 KMR Stringing of conductor |  |  |  | 190510694
|  | Remuneration | [5 empty] | 2 | grup
|  | Worker Stringging | man-day | 300 | 207570 | 62271000 | 60 | orang | 5 | hari | 300
|  | Foreman TL | man-day | 40 | 155155 | 6206200 | 8 | orang | 5 | hari | 40
|  | Engineer | man-day | 10 | 429000 | 4290000 | 2 | orang | 5 | hari | 10
|  | Operator Mesin Stringing | man-day | 30 | 191914.8 | 5757444 | 6 | orang | 5 | hari | 30
|  | Engineer expert | man-day | 0 | 465666.3 | 0 | 0 | orang | 5 | hari | 0
Rent of Equipment
|  | Stringing of Equipment | unit / day | 9 | 11916666.6667 | 107250000 | 2 | unit | 4.5 | hari | 9
|  | Theodolit | hour | 8 | 37125 | 297000 | 2 | unit | 4 | jam | 8
|  | Communication of Equipment | unit / day | 32 | 97900 | 3132800 | 8 | unit | 4 | hari | 32
Material :
|  | Bamboo | stick | 50 | 16500 | 825000
|  | Galvanis of Wire dia 4 mm | kg | 25 | 19250 | 481250
190510694
[5 empty] | 1 KMS | 95255347
An | 14 | 1 KMR Stringing of Earthing conductor |  |  |  | 14715203.8
|  | Remuneration | [5 empty] | 2 | grup
|  | Worker Stringging | man-day | 15 | 207570 | 3113550 | 10 | orang | 1.5 | hari | 15
|  | Foreman TL | man-day | 3 | 155155 | 465465 | 2 | orang | 1.5 | hari | 3
|  | Engineer | man-day | 1.5 | 429000 | 643500 | 1 | orang | 1.5 | hari | 1.5
|  | Operator | man-day | 6 | 191914.8 | 1151488.8 | 4 | orang | 1.5 | hari | 6
|  | Engineer expert | man-day | 0 | 465666.3 | 0 | 0 | orang | 1.5 | hari | 0
0
|  | Rent of Equipment |  |  |  | 0
|  | Stringing of Equipment | unit / day | 0.75 | 11916666.6667 | 8937500 | 0.5 | unit | 1.5 | hari | 0.75
|  | Theodolit | hour | 4 | 27500 | 110000 | 2 | unit | 2 | jam | 4
|  | Communication of Equipment | unit / day | 3 | 97900 | 293700 | 2 | unit | 1.5 | hari | 3
0
|  | Material : |  |  |  | 0
|  | Bamboo | stick | 0 | 16500 | 0
|  | Galvanis of Wire dia 4 mm | kg | 0 | 19250 | 0
14715203.8
An | 15 | 1 KMR Sagging of Stringing |  |  |  | 11634040
Remuneration
|  | Worker Stringging | man-day | 40 | 207570 | 8302800 | 10 | orang | 4 | hari | 40
|  | Foreman TL | man-day | 8 | 155155 | 1241240 | 2 | orang | 4 | hari | 8
0
|  | Rent of Equipment |  |  |  | 0
|  | Sagging of Equipment | unit / day | 4 | 302500 | 1210000 | 1 | unit | 4 | hari | 4
|  | Theodolit | unit / day | 4 | 220000 | 880000 | 1 | unit | 4 | hari | 4
11634040
An | 16 | Installed of Single Tension Insulator set & Hardware ( incl. Clamp & Armour rod ) |  |  |  | 586362.5625
[7 empty] | 4 | orang | 0.375 | hari | 1.5
|  | Remuneration |  |  |  |  | 1 | orang | 0.1875 | hari | 0.1875
|  | Worker Stringging | man-day | 1.5 | 207570 | 311355 | 0 | orang | 0.1875 | hari | 0
|  | Foreman TL | man-day | 0.1875 | 155155 | 29091.5625
|  | Engineer expert | man-day | 0 | 465666.3 | 0
[6 empty] | 0 | 4 | unit | 0.375 | hari | 1.5
|  | Rent of Equipment |  |  |  | 0
|  | Supporting of Equipment ( Key and Safety belt ) | unit / day | 1.5 | 163944 | 245916
586362.5625
An | 17 | Installed of Double Tension Insulator set & Hardware ( incl. Clamp & Armour rod ) |  |  |  | 864998.0625
[7 empty] | 6 | orang | 0.375 | hari | 2.25
|  | Remuneration |  |  |  |  | 1 | orang | 0.1875 | hari | 0.1875
|  | Worker Stringging | man-day | 2.25 | 207570 | 467032.5 | 0 | orang | 0.1875 | hari | 0
|  | Foreman TL | man-day | 0.1875 | 155155 | 29091.5625
|  | Engineer expert | man-day | 0 | 465666.3 | 0
[6 empty] | 0 | 6 | unit | 0.375 | hari | 2.25
|  | Rent of Equipment |  |  |  | 0
|  | Supporting of Equipment ( Key and Safety belt ) | unit / day | 2.25 | 163944 | 368874
864998.0625
An | 18 | Installed of Single Suspension Insulator set & Hardware ( incl. Clamp & Armour rod ) |  |  |  | 390908.375
[7 empty] | 4 | orang | 0.25 | hari | 1
|  | Remuneration |  |  |  |  | 1 | orang | 0.125 | hari | 0.125
|  | Worker Stringging | man-day | 1 | 207570 | 207570 | 0 | orang | 0.125 | hari | 0
|  | Foreman TL | man-day | 0.125 | 155155 | 19394.375
|  | Engineer expert | man-day | 0 | 465666.3 | 0
[6 empty] | 0 | 4 | unit | 0.25 | hari | 1
|  | Rent of Equipment |  |  |  | 0
|  | Supporting of Equipment ( Key and Safety belt ) | unit-day | 1 | 163944 | 163944
390908.375
An | 19 | Installed of Double Suspension Insulator set & Hardware ( incl. Clamp & Armour rod ) |  |  |  | 576665.375
[7 empty] | 6 | orang | 0.25 | hari | 1.5
|  | Remuneration |  |  |  |  | 1 | orang | 0.125 | hari | 0.125
|  | Worker Stringging | man-day | 1.5 | 207570 | 311355 | 0 | orang | 0.125 | hari | 0
|  | Foreman TL | man-day | 0.125 | 155155 | 19394.375
|  | Engineer expert | man-day | 0 | 465666.3 | 0
[6 empty] | 0 | 6 | unit | 0.25 | hari | 1.5
|  | Rent of Equipment |  |  |  | 0
|  | Supporting of Equipment ( Key and Safety belt ) | unit-day | 1.5 | 163944 | 245916
576665.375
An | 20 | Installed of Earthwire Suspension set ( incl. Clamp & Armour rod ) |  |  |  | 237851.625
[7 empty] | 4 | orang | 0.075 | hari | 0.3
|  | Remuneration |  |  |  |  | 1 | orang | 0.075 | hari | 0.075
|  | Worker Stringging | man-day | 0.3 | 207570 | 62271 | 0 | orang | 0.075 | hari | 0
|  | Foreman TL | man-day | 0.075 | 155155 | 11636.625
|  | Engineer expert | man-day | 0 | 465666.3 | 0
[6 empty] | 0 | 4 | unit | 0.25 | hari | 1
|  | Rent of Equipment |  |  |  | 0
|  | Supporting of Equipment ( Key and Safety belt ) | unit-day | 1 | 163944 | 163944
237851.625
An | 21 | Installed of Earthwire Tension set ( incl. Clamp & Armour rod ) |  |  |  | 118925.8125
[7 empty] | 2 | orang | 0.075 | hari | 0.15
|  | Remuneration |  |  |  |  | 0.5 | orang | 0.075 | hari | 0.0375
|  | Worker Stringging | man-day | 0.15 | 207570 | 31135.5 | 0 | orang | 0.075 | hari | 0
|  | Foreman TL | man-day | 0.0375 | 155155 | 5818.3125
|  | Engineer expert | man-day | 0 | 465666.3 | 0
[6 empty] | 0 | 2 | unit | 0.25 | hari | 0.5
|  | Rent of Equipment |  |  |  | 0
|  | Supporting of Equipment ( Key and Safety belt ) | unit-day | 0.5 | 163944 | 81972
118925.8125
An | 22 | Installed of Jumper Support Insulator set ( incl. Clamp & Armour rod ) |  |  |  | 504390.5625
[7 empty] | 4 | orang | 0.375 | hari | 1.5
|  | Remuneration |  |  |  |  | 1 | orang | 0.1875 | hari | 0.1875
|  | Worker Stringging | man-day | 1.5 | 207570 | 311355 | 0 | orang | 0.1875 | hari | 0
|  | Foreman TL | man-day | 0.1875 | 155155 | 29091.5625
|  | Engineer expert | man-day | 0 | 465666.3 | 0
[6 empty] | 0 | 4 | unit | 0.25 | hari | 1
|  | Rent of Equipment |  |  |  | 0
|  | Supporting of Equipment ( Key and Safety belt ) | unit-day | 1 | 163944 | 163944
504390.5625
An | 23 | Installed Armour Rod of Earthwire |  |  |  | 106607.875
[7 empty] | 2 | orang | 0.05 | hari | 0.1
|  | Remuneration |  |  |  |  | 0.5 | orang | 0.05 | hari | 0.025
|  | Worker Stringging | man-day | 0.1 | 207570 | 20757 | 0 | orang | 0.05 | hari | 0
|  | Foreman TL | man-day | 0.025 | 155155 | 3878.875
|  | Engineer expert | man-day | 0 | 465666.3 | 0
[6 empty] | 0 | 2 | unit | 0.25 | hari | 0.5
|  | Rent of Equipment |  |  |  | 0
|  | Supporting of Equipment ( Key and Safety belt ) | unit-day | 0.5 | 163944 | 81972
106607.875
An | 23 | Installed of Spacer damper for ACSR/AS or TACSR |  |  |  | 153258.875 | 2 | orang | 0.125 | hari | 0.25
|  | Remuneration |  |  |  |  | 1 | orang | 0.125 | hari | 0.125
|  | Worker Stringging | man-day | 0.25 | 207570 | 51892.5
|  | Foreman TL | man-day | 0.125 | 155155 | 19394.375
[6 empty] | 0 | 2 | unit | 0.25 | hari | 0.5
|  | Rent of Equipment |  |  |  | 0
|  | Supporting of Equipment ( Key and Safety belt ) | unit-day | 0.5 | 163944 | 81972
153258.875
An | 24 | Installed of Spacer for Jumper ACSR/AS or TACSR |  |  |  | 112766.8438 | 2 | orang | 0.0625 | hari | 0.125
|  | Remuneration |  |  |  |  | 0.5 | orang | 0.0625 | hari | 0.03125
|  | Worker Stringging | man-day | 0.125 | 207570 | 25946.25
|  | Foreman TL | man-day | 0.03125 | 155155 | 4848.5938
[6 empty] | 0 | 2 | unit | 0.25 | hari | 0.5
|  | Rent of Equipment |  |  |  | 0
|  | Supporting of Equipment ( Key and Safety belt ) | unit-day | 0.5 | 163944 | 81972
112766.8438
An | 25 | Installed Vibration damper for AS 95 or OPGW 100 mm2 |  |  |  | 143561.6875 | 2 | orang | 0.125 | hari | 0.25
|  | Remuneration |  |  |  |  | 0.5 | orang | 0.125 | hari | 0.0625
|  | Worker Stringging | man-day | 0.25 | 207570 | 51892.5
|  | Foreman TL | man-day | 0.0625 | 155155 | 9697.1875
[6 empty] | 0 | 2 | unit | 0.25 | hari | 0.5
|  | Rent of Equipment |  |  |  | 0
|  | Supporting of Equipment ( Key and Safety belt ) | unit-day | 0.5 | 163944 | 81972
143561.6875
An | 26 | Installed of Mid Span Joint for ACSR/AS or TACSR |  |  |  | 205151.375 | 2 | orang | 0.25 | hari | 0.5
|  | Remuneration |  |  |  |  | 0.5 | orang | 0.25 | hari | 0.125
|  | Worker Stringging | man-day | 0.5 | 207570 | 103785
|  | Foreman TL | man-day | 0.125 | 155155 | 19394.375
[6 empty] | 0 | 2 | unit | 0.25 | hari | 0.5
|  | Rent of Equipment |  |  |  | 0
|  | Supporting of Equipment ( Key and Safety belt ) | unit-day | 0.5 | 163944 | 81972
205151.375
An | 27 | Installed of Mid Span Joint for AS 95 or OPGW 100 mm2 |  |  |  | 174356.5312 | 2 | orang | 0.1875 | hari | 0.375
|  | Remuneration |  |  |  |  | 0.5 | orang | 0.1875 | hari | 0.09375
|  | Worker Stringging | man-day | 0.375 | 207570 | 77838.75
|  | Foreman TL | man-day | 0.09375 | 155155 | 14545.7812
[6 empty] | 0 | 2 | unit | 0.25 | hari | 0.5
|  | Rent of Equipment |  |  |  | 0
|  | Supporting of Equipment ( Key and Safety belt ) | unit-day | 0.5 | 163944 | 81972
174356.5312
An | 28 | Installed of Repair Sleeve for ACSR/AS or TACSR |  |  |  | 224545.75 | 2 | orang | 0.25 | hari | 0.5
|  | Remuneration |  |  |  |  | 1 | orang | 0.25 | hari | 0.25
|  | Worker Stringging | man-day | 0.5 | 207570 | 103785
|  | Foreman TL | man-day | 0.25 | 155155 | 38788.75
[6 empty] | 0 | 2 | unit | 0.25 | hari | 0.5
|  | Rent of Equipment |  |  |  | 0
|  | Supporting of Equipment ( Key and Safety belt ) | unit-day | 0.5 | 163944 | 81972 |  | Jml Orng |  | Target Selesai
[6 empty] | 224545.75 |  | 2 | orang | 0.0625 | hari
|  | Remuneration | [5 empty] | 0.5 | orang | 0.0625 | hari | Koef
|  | Worker Stringging | man-day | 0.25 | 207570 | 51892.5 | [5 empty] | 0.125
|  | Foreman TL | man-day | 0.1 | 155155 | 15515.5 | [5 empty] | 0.03125
[6 empty] | 0 |  | 2 | unit | 0.25 | hari
|  | Rent of Equipment |  |  |  | 0
|  | Supporting of Equipment ( Key and Safety belt ) | unit-day | 0.5 | 163944 | 81972 | [5 empty] | 0.5
149380
An | 29 | Installed of Anti Climbing Device ( 1 set / tower ) |  |  |  | 224545.75 | 2 | orang | 0.25 | hari | 0.5
|  | Remuneration |  |  |  |  | 1 | orang | 0.25 | hari | 0.25
|  | Worker Stringging | man-day | 0.5 | 207570 | 103785
|  | Foreman TL | man-day | 0.25 | 155155 | 38788.75
[6 empty] | 0 | 2 | unit | 0.25 | hari | 0.5
|  | Rent of Equipment |  |  |  | 0
|  | Supporting of Equipment ( Key and Safety belt ) | unit-day | 0.5 | 163944 | 81972
224545.75
An | 30 | Installed of Danger Plate ( 2 pcs / tower ) |  |  |  | 224545.75 | 2 | orang | 0.25 | hari | 0.5
|  | Remuneration |  |  |  |  | 1 | orang | 0.25 | hari | 0.25
|  | Worker Stringging | man-day | 0.5 | 207570 | 103785
|  | Foreman TL | man-day | 0.25 | 155155 | 38788.75
[6 empty] | 0 | 2 | unit | 0.25 | hari | 0.5
|  | Rent of Equipment |  |  |  | 0
|  | Supporting of Equipment ( Key and Safety belt ) | unit-day | 0.5 | 163944 | 81972
224545.75
An | 31 | Installed of Number Plate Phase ( 2 pcs/tower ) |  |  |  | 224545.75 | 2 | orang | 0.25 | hari | 0.5
|  | Remuneration |  |  |  |  | 1 | orang | 0.25 | hari | 0.25
|  | Worker Stringging | man-day | 0.5 | 207570 | 103785
|  | Foreman TL | man-day | 0.25 | 155155 | 38788.75
[6 empty] | 0 | 2 | unit | 0.25 | hari | 0.5
|  | Rent of Equipment |  |  |  | 0
|  | Supporting of Equipment ( Key and Safety belt ) | unit-day | 0.5 | 163944 | 81972
224545.75
An | 32 | Installed of Earthing of Tower |  |  |  | 439699.7917 | 4 | orang | 0.5 | hari | 2
|  | Remuneration |  |  |  |  | 1 | orang | 0.25 | hari | 0.25
|  | Worker | man-day | 2 | 107800 | 215600 | 1 | orang | 0.375 | hari | 0.375
|  | Test Engineer (Electrical Technician) | man-day | 0.25 | 366666.6667 | 91666.6667
|  | Supervisor | man-day | 0.375 | 155155 | 58183.125
[6 empty] | 0 | 1 | unit | 0.25 | hari | 0.25
|  | Rent of Equipment |  |  |  | 0 | 1 | unit | 0.25 | hari | 0.25
|  | Insulation Test Equipment | unit-day | 0.25 | 165000 | 41250
|  | Supporting of Earthing Device | unit-day | 0.25 | 132000 | 33000
439699.7917
An | 33 | Installed of Junction Box & Gantry Box |  |  |  | 488671.7917 | 4 | orang | 0.5 | hari | 2
|  | Remuneration |  |  |  |  | 1 | orang | 0.25 | hari | 0.25
|  | Worker | man-day | 2 | 107800 | 215600 | 1 | orang | 0.375 | hari | 0.375
|  | Test Engineer (Electrical Technician) | man-day | 0.25 | 366666.6667 | 91666.6667
|  | Supervisor | man-day | 0.375 | 155155 | 58183.125
[6 empty] | 0 | 2 | unit | 0.25 | hari | 0.5
|  | Rent of Equipment |  |  |  | 0 | 1 | unit | 0.25 | hari | 0.25
|  | Supporting of Equipment ( Key and Safety belt ) | unit-day | 0.5 | 163944 | 81972
|  | Insulation Test Equipment | unit-day | 0.25 | 165000 | 41250
488671.7917
An | 33 | Demolishing Concrete | m3 |  |  | 1613943.43
Rent of Equipment
|  | Jack Hammer | unit-day | 0.16 | 286000 | 45760
|  | Hammer | bh | 0.05 | 229900 | 11495
|  | Steel Saw | bh | 0.1 | 159500 | 15950
0
|  | Remuneration |  |  |  | 0
|  | Worker | man-day | 13.334 | 107800 | 1437405.2
|  | Foreman | man-day | 0.666 | 155155 | 103333.23
1613943.43
An | 34 | Dewatering with pump ( 24 hours, capacity 30 m3/s) |  |  |  | 1389705.9
Material
|  | Solar | Ltr | 72.6 | 12100 | 878460
|  | Oil | Ltr | 0.3 | 38500 | 11550
0
|  | Rent of Equipment |  |  |  | 0
|  | Water Pump 30 m3/day | hari | 1 | 52980.4 | 52980.4
0
|  | Remuneration |  |  |  | 0
|  | Worker | man-day | 4 | 107800 | 431200
|  | Foreman | man-day | 0.1 | 155155 | 15515.5
1389705.9
An | 35 | 1 tarikan (section) steger bamboo | m2 |  |  | 22845517.2 |  | 1.25 | buah | 756 | m2
|  | Material | [5 empty] | 0.186 | m3 | 864 | m2 | Koef
|  | Bamboo | no | 945 | 16500 | 15592500 | [5 empty] | 945
|  | Rope fibers | m3 | 160.704 | 14300 | 2298067.2 | [5 empty] | 160.704
[6 empty] | 0 |  | 6 | orang | 3 | hari
|  | Remuneration |  |  |  | 0 |  | 6 | orang | 3 | hari
|  | Worker | man-day | 18 | 107800 | 1940400 |  | 2 | orang | 3 | hari | 18
|  | Carpenter | man-day | 18 | 107800 | 1940400 |  | 1 | orang | 3 | hari | 18
|  | Worker chief | man-day | 6 | 119350 | 716100 | [5 empty] | 6
|  | Foreman | man-day | 3 | 119350 | 358050 | [5 empty] | 3
22845517.2
An | 36 | Patok beton uk. 10 cm x 10 cm | Unit |  |  | 181849.04
Material
|  | Patok beton uk. 10cm x 10 cm | Ls | 1.25 | 38250 | 47812.5
|  | Cat tembok | kg | 0.186 | 57640 | 10721.04
0
|  | Remuneration |  |  |  | 0
|  | Worker | man-day | 1 | 107800 | 107800
|  | Foreman | man-day | 0.1 | 155155 | 15515.5
181849.04
An | 37 | Rewinding Konduktor Hawk | Haspel |  |  |  |  | Jml Orng |  | Target Selesai
|  | Material | [5 empty] | 1 | batang | 19 | kg/batang
|  | Kayu Klas II 2/20cm | m3 | 1 | 2897500 | 2897500
|  | Besi baja 16mm, 12 meter | kg | 19 | 20933 | 397727 |  | 8 | baut | 8 | batang besi
|  | Paku | kg | 8 | 31400 | 251200
|  | Baut 5/8, 30 cm | baut | 64 | 13200 | 844800
[6 empty] | 0 |  | 1 | unit | 0.125 | day
|  | Equipment |  |  |  | 0 |  | 1 | unit | 0.0625 | day
|  | - Truck crane 3 ton | unit-day | 0.125 | #NAME? | #NAME? |  | 2 | unit | 0.25 | day
|  | - Forklift | unit-day | 0.0625 | 1925000 | 120312.5 |  | 2 | unit | 0.25 | day
|  | - Tripod | unit-day | 0.5 | 220000 | 110000 |  | 2 | unit | 0.25 | day
|  | - Jack drum | unit-day | 0.5 | 142560 | 71280
|  | - Chain block 5 ton | unit-day | 0.5 | 16575.339 | 8287.6695
[6 empty] | 0 |  | 8 | orang | 0.5 | hari
|  | Remuneration |  |  |  | 0 |  | 2 | orang | 0.5 | hari
|  | Worker | man-day | 4 | 107800 | 431200 |  | 4 | orang | 2 | hari
|  | Steel worker | man-day | 1 | 119350 | 119350 |  | 2 | orang | 0.25 | hari
|  | Carpenter | man-day | 8 | 107800 | 862400
|  | Foreman | man-day | 0.5 | 119350 | 59675
[6 empty] | #NAME? |  | Jml Orng |  | Target Selesai
An | 38 | Rewinding Konduktor Hawk | Haspel |  |  |  |  | 12 | batang | 1
Material
|  | Pipa GIP 2 inch | stick | 12 | #NAME? | #NAME? |  | 2 | baut | 8 | batang besi
|  | Kawat las harmonika | m | 2.826 | #NAME? | #NAME?
|  | Baut 5/8, 30 cm | baut | 16 | 13200 | 211200
[6 empty] | 0 |  | 1 | unit | 0.125 | hari
|  | Equipment |  |  |  | 0 |  | 1 | unit | 0.0625 | hari
|  | - Truck crane 3 ton | unit-day | 0.125 | #NAME? | #NAME? |  | 2 | unit | 0.25 | hari
|  | - Forklift | unit-day | 0.0625 | 1925000 | 120312.5 |  | 1 | unit | 0.25 | hari
|  | - Tripod | unit-day | 0.5 | 220000 | 110000 |  | 2 | unit | 0.25 | hari
|  | - Jack drum | unit-day | 0.25 | 142560 | 35640 |  | 1 | unit | 2 | hari
|  | - Chain block 5 ton | unit-day | 0.5 | 16575.339 | 8287.6695
|  | - Welding Machine | unit-day | 2 | 891000 | 1782000
[6 empty] | 0 |  | 8 | orang | 0.5 | hari
|  | Remuneration |  |  |  | 0 |  | 2 | orang | 0.375 | hari
|  | Worker | man-day | 4 | 107800 | 431200 |  | 2 | orang | 2 | hari
|  | Steel worker | man-day | 0.75 | 119350 | 89512.5 |  | 2 | orang | 0.25 | hari
|  | Welder | man-day | 4 | 127600 | 510400
|  | Foreman | man-day | 0.5 | 119350 | 59675
#NAME?
An | 39 | Setting Stub | set |  |  | 567322.91
Remuneration
|  | - Worker | man/day | 0.3 | 107800 | 32340
|  | - Carpenter | man/day | 0.2 | 107800 | 21560
|  | - Foreman | man/day | 1 | 119350 | 119350
|  | - Surveyor | man/day | 1 | 330000 | 330000
0
|  | Material |  |  |  | 0
|  | - Meranti 3/20 | Kg | 0.007 | 2730970 | 19116.79
|  | - Kayu Meranti 5/7 | btl | 0.012 | 2669260 | 32031.12
|  | - Paku 2-3cm | pcs | 0.02 | 96250 | 1925
0
|  | Equipment |  |  |  | 0
|  | - Theodolite | hour | 0.25 | 44000 | 11000
567322.91
[8 empty] | Jml Orng |  | Target Selesai
An | 40 | Welding with electric | 10 kg |  |  | 18828.125 |  | 1 | orang | 0.03125 | hari
|  | Remuneration | [5 empty] | 1 | orang | 0.03125 | hari | Koef
|  | Worker | man-day | 0.03125 | 107800 | 3368.75 |  | 1 | orang | 0.003125 | hari | 0.03125
|  | Weld worker | man-day | 0.03125 | 127600 | 3987.5 |  | 1 | orang | 0.003125 | hari | 0.03125
|  | Worker chief | man-day | 0.003125 | 119350 | 372.9688 | [5 empty] | 0.003125
|  | Foreman | man-day | 0.003125 | 119350 | 372.9688 | [5 empty] | 0.003125
[6 empty] | 0 |  | 0.1 | kg | 1 | kg
|  | Material |  |  |  | 0 |  | 0.025 | Ltr | 1 | kg
|  | Welding wire | kg | 0.1 | 25000 | 2500 |  | 0.025 | Ltr | 1 | kg | 0.1
|  | Solar | Ltr | 0.025 | 12100 | 302.5 | [5 empty] | 0.025
|  | Oil | Ltr | 0.025 | 38500 | 962.5 | [5 empty] | 0.025
[6 empty] | 0 |  | 1 | unit | 0.0625 | hari
|  | Equipment |  |  |  | 0
|  | Welding Machine | hour | 0.0625 | 111375 | 6960.9375 | [5 empty] | 0.0625
An | 41 | Installation PVC pipe type AW dia 2" | m' |  |  | 159677.5
Remuneration
|  | Worker | man-day | 1 | 107800 | 107800
|  | Worker chief | man-day | 0.2 | 119350 | 23870
|  | Foreman | man-day | 0.05 | 119350 | 5967.5
0
|  | Material |  |  |  | 0
|  | PVC pipe 2" | no | 1.25 | 15400 | 19250
|  | Fitting sets | m3 | 0.186 | 15000 | 2790
159677.5
An | 42 | Installation PVC pipe type AW dia 4" | m' |  |  | 181677.5
Remuneration
|  | Worker | man-day | 1 | 107800 | 107800
|  | Worker chief | man-day | 0.2 | 119350 | 23870
|  | Foreman | man-day | 0.05 | 119350 | 5967.5
0
|  | Material |  |  |  | 0
|  | PVC pipe 2" | no | 1.25 | 33000 | 41250
|  | Fitting sets | m3 | 0.186 | 15000 | 2790
181677.5
An | 43 | Earthing angle, including galvanized steel angle 1,5 m | Set |  |  | 344166.5
Remuneration
|  | Worker | man-day | 1 | 107800 | 107800
|  | Foreman | man-day | 0.1 | 155155 | 15515.5
0
|  | Material |  |  |  | 0
|  | Galvanis of Steel angle MS | kg | 5.655 | 24200 | 136851
|  | GSW 55 | m | 3 | 18000 | 54000
|  | Clamp | pcs | 2 | 15000 | 30000
344166.5
An | 44 | Danger plate/Number Plate | Unit |  |  | 218047.5
Remuneration
|  | Worker | man-day | 1 | 107800 | 107800
|  | Foreman | man-day | 0.1 | 155155 | 15515.5
0
|  | Material |  |  |  | 0
|  | Aluminium plate uk. 12cm x 12 cm | kg | 3.9 | 21450 | 83655
|  | Colour steel paint | kg | 0.1 | 110770 | 11077
218047.5
An | 45 | Shifitng Conductor per span per phase |  |  |  | 26618360
Remuneration
|  | Driver | man-day | 1 | 184800 | 184800
|  | Worker | man-day | 25 | 107800 | 2695000
|  | Engineer | man-day | 4 | 429000 | 1716000
|  | Supervision | man-day | 1 | 456000 | 456000
|  | Mob & Demob | man-day | 1 | 10000000 | 10000000
Rent of Equipment
|  | Sling | unit-day | 8 | 150000 | 1200000
|  | Tools (Turnbuckle. Tirfor, BV, sukle, come along, tacle, rope) | set-day | 1 | 3000000 | 3000000
|  | Total station | unit-day | 1 | 500000 | 500000
|  | Truck | unit-day | 1 | 186000 | 186000
|  | Truck Crane | unit-day | 1 | 3000000 | 3000000
0
|  | Genset | unit-day | 1 | 1000000 | 1000000
|  | Press machine | unit-day | 2 | 240000 | 480000
|  | Rope | unit-day | 5 | 150000 | 750000
|  | Jack Drum | unit-day | 1 | 500000 | 500000
|  | Safety Equipment | unit-day | 1 | 466560 | 466560
|  | Material |  |  |  | 0
|  | BBM/Solar | lt | 40 | 12100 | 484000
[6 empty] | 26618360 |  | Koef | Orang | Hari
An | 46 | Komisioning (sistem Pentanahan) | Tower |  |  | 674025
Remuneration
|  | - Electrician | man-day | 1.25 | 143220 | 179025 | 2 | orang | 0.625 | hari | 1.25
|  | - Worker | man-day | 2.5 | 107800 | 269500 | 4 | orang | 0.625 | hari | 2.5
Rent of Equipment
|  | Megger | unit-day | 0.625 | 30800 | 19250 | 1 | unit | 0.625 | hari | 0.625
|  | Earth Tester | unit-day | 1.25 | 165000 | 206250 | 2 | unit | 0.625 | hari | 1.25
674025
An | 47 | Counterpoise 30 m long GSW and 0.45 m depth, including galvanized steel angle 1 m | Set |  |  | 587449
|  | Material | [5 empty] | 1.25 | 2 | 0.625
|  | Galvanis of Steel angle MS | kg | 3.77 | 24200 | 91234
|  | GSW 55 | m | 30 | 9000 | 270000
|  | Clamp | pcs | 8 | 13310 | 106480
[8 empty] | 0.625 | 1 | 0.625
Remuneration
|  | Worker | unit-day | 1 | 107800 | 107800
|  | Foreman | unit-day | 0.1 | 119350 | 11935
An
J. PEMASANGAN PERALATAN GARDU INDUK
An | 1 | Pemasangan DS 150 kV dan Steel Structure | Set |  |  | 6369130
| A | Pemasangan Steel Structure DS | [5 empty] | Supervisor |  | 1 | 1
|  | Remuneration | [5 empty] | Skill Worker |  | 2 | 2
|  | - Supervisor | man-day | 1 | 155155 | 155155 |  | Worker |  | 1 | 1 | orang | 1
|  | - Skill Worker | man-day | 2 | 177600 | 355200 |  | Mekanik |  | 1 | 1 | orang | 1
|  | - Worker | man-day | 1 | 107800 | 107800 | [5 empty] | orang | 1
|  | - Mekanik | man-day | 1 | 184800 | 184800 | [5 empty] | orang | 1
0
|  | Rent of Equipment : |  |  |  | 0
|  | - Truck crane 3 ton | unit-day | 0.3 | 3850000 | 1155000
[5 empty] | Total A | 1957955
| B | Pemasangan Peralatan DS | [5 empty] | Supervisor |  | 1 | 1
|  | Remuneration | [5 empty] | Skill Worker |  | 2 | 2
|  | - Supervisor | man-day | 1 | 155155 | 155155 |  | Worker |  | 3 | 3 | orang | 1
|  | - Skill Worker | man-day | 2 | 177600 | 355200 |  | Mekanik |  | 4 | 2 | orang | 1
|  | - Worker | man-day | 3 | 107800 | 323400 |  | Electrical Technician |  | 1 | 1 | orang | 1
|  | - Mekanik | man-day | 4 | 184800 | 739200 | [5 empty] | orang | 2
|  | - Electrical Technician | man-day | 1 | 143220 | 143220 | [5 empty] | orang | 1
0
|  | Rent of Equipment : |  |  |  | 0
|  | - Truck crane 3 ton | unit-day | 0.7 | 3850000 | 2695000
[5 empty] | Total B | 4411175
|  | TOTAL Pemasangan DS 150 kV dan Steel Structure |  |  |  | 6369130
An | 2 | Pemasangan DS+E 150 kV dan Steel Structure | Set |  |  | 7205350 |  | Supervisor |  | 1 | 1
| A | Pemasangan Steel Structure DS+E | [5 empty] | Skill Worker |  | 2 | 2
|  | Remuneration | [5 empty] | Worker |  | 1 | 1 | orang | 1
|  | - Supervisor | man-day | 1 | 155155 | 155155 |  | Mekanik |  | 1 | 1 | orang | 1
|  | - Skill Worker | man-day | 2 | 177600 | 355200 | [5 empty] | orang | 1
|  | - Worker | man-day | 1 | 107800 | 107800 | [5 empty] | orang | 1
|  | - Mekanik | man-day | 1 | 184800 | 184800
0
|  | Rent of Equipment : |  |  |  | 0
|  | - Truck crane 3 ton | unit-day | 0.3 | 3850000 | 1155000
[5 empty] | Total A | 1957955
| B | Pemasangan Peralatan DS+E | [5 empty] | Supervisor |  | 1 | 1
|  | Remuneration | [5 empty] | Skill Worker |  | 2 | 2
|  | - Supervisor | man-day | 1 | 155155 | 155155 |  | Worker |  | 6 | 3 | orang | 1
|  | - Skill Worker | man-day | 2 | 177600 | 355200 |  | Mekanik |  | 6 | 2 | orang | 1
|  | - Worker | man-day | 6 | 107800 | 646800 |  | Electrical Technician |  | 2 | 1 | orang | 2
|  | - Mekanik | man-day | 6 | 184800 | 1108800 | [5 empty] | orang | 3
|  | - Electrical Technician | man-day | 2 | 143220 | 286440 | [5 empty] | orang | 2
0
|  | Rent of Equipment : |  |  |  | 0
|  | - Truck crane 3 ton | unit-day | 0.7 | 3850000 | 2695000
[5 empty] | Total B | 5247395
|  | TOTAL Pemasangan DS+E 150 kV dan Steel Structure |  |  |  | 7205350
An | 3 | Pemasangan CB 150 kV dan Steel Structure | Set |  |  | 16968985
| A | Pemasangan Steel Structure CB | [5 empty] | Supervisor |  | 1 | 1
|  | Remuneration | [5 empty] | Skill Worker |  | 2 | 2
|  | - Supervisor | man-day | 1 | 155155 | 155155 |  | Worker |  | 3 | 3 | orang | 1
|  | - Skill Worker | man-day | 2 | 177600 | 355200 |  | Mekanik |  | 3 | 3 | orang | 1
|  | - Worker | man-day | 3 | 107800 | 323400 | [5 empty] | orang | 1
|  | - Mekanik | man-day | 3 | 184800 | 554400 | [5 empty] | orang | 1
0
|  | Rent of Equipment : |  |  |  | 0
|  | - Truck crane 3 ton | unit-day | 0.5 | 3850000 | 1925000
[5 empty] | Total A | 3313155
| B | Pemasangan Peralatan CB | [5 empty] | Supervisor |  | 2 | 1
|  | Remuneration | [5 empty] | Skill Worker |  | 9 | 3
|  | - Supervisor | man-day | 2 | 155155 | 310310 |  | Worker |  | 9 | 3 | orang | 2
|  | - Skill Worker | man-day | 9 | 177600 | 1598400 |  | Mekanik |  | 12 | 3 | orang | 3
|  | - Worker | man-day | 9 | 107800 | 970200 |  | Electrical Technician |  | 6 | 3 | orang | 3
|  | - Mekanik | man-day | 12 | 184800 | 2217600 | [5 empty] | orang | 4
|  | - Electrical Technician | man-day | 6 | 143220 | 859320 | [5 empty] | orang | 2
0
|  | Rent of Equipment : |  |  |  | 0
|  | - Truck crane 3 ton | unit-day | 2 | 3850000 | 7700000
[5 empty] | Total B | 13655830
|  | TOTAL Pemasangan CB 150 kV dan Steel Structure |  |  |  | 16968985
An | 4 | Pemasangan CT 150 kV dan Steel Structure | Unit |  |  | 5529330
| A | Pemasangan Steel Structure CT | [5 empty] | Supervisor |  | 1 | 1
|  | Remuneration | [5 empty] | Skill Worker |  | 2 | 2
|  | - Supervisor | man-day | 1 | 155155 | 155155 |  | Worker |  | 1 | 1 | orang | 1
|  | - Skill Worker | man-day | 2 | 177600 | 355200 |  | Mekanik |  | 1 | 1 | orang | 1
|  | - Worker | man-day | 1 | 107800 | 107800 | [5 empty] | orang | 1
|  | - Mekanik | man-day | 1 | 184800 | 184800 | [5 empty] | orang | 1
0
|  | Rent of Equipment : |  |  |  | 0
|  | - Truck crane 3 ton | unit-day | 0.3 | 3850000 | 1155000
[5 empty] | Total A | 1957955 |  | Supervisor |  | 1 | 1
| B | Pemasangan Peralatan CT | [5 empty] | Skill Worker |  | 1 | 1
|  | Remuneration | [5 empty] | Worker |  | 2 | 2 | orang | 1
|  | - Supervisor | man-day | 1 | 155155 | 155155 |  | Mekanik |  | 1 | 1 | orang | 1
|  | - Skill Worker | man-day | 1 | 177600 | 177600 |  | Electrical Technician |  | 1 | 1 | orang | 1
|  | - Worker | man-day | 2 | 107800 | 215600 | [5 empty] | orang | 1
|  | - Mekanik | man-day | 1 | 184800 | 184800 | [5 empty] | orang | 1
|  | - Electrical Technician | man-day | 1 | 143220 | 143220
0
|  | Rent of Equipment : |  |  |  | 0
|  | - Truck crane 3 ton | unit-day | 0.7 | 3850000 | 2695000
[5 empty] | Total B | 3571375
|  | TOTAL Pemasangan CT 150 kV dan Steel Structure |  |  |  | 5529330
An | 5 | Pemasangan CVT 150 kV dan Steel Structure | Unit |  |  | 5529330
| A | Pemasangan Steel Structure CVT | [5 empty] | Supervisor |  | 1 | 1
|  | Remuneration | [5 empty] | Skill Worker |  | 2 | 2
|  | - Supervisor | man-day | 1 | 155155 | 155155 |  | Worker |  | 1 | 1 | orang | 1
|  | - Skill Worker | man-day | 2 | 177600 | 355200 |  | Mekanik |  | 1 | 1 | orang | 1
|  | - Worker | man-day | 1 | 107800 | 107800 | [5 empty] | orang | 1
|  | - Mekanik | man-day | 1 | 184800 | 184800 | [5 empty] | orang | 1
0
|  | Rent of Equipment : |  |  |  | 0
|  | - Truck crane 3 ton | unit-day | 0.3 | 3850000 | 1155000
[5 empty] | Total A | 1957955 |  | Supervisor |  | 1 | 1
| B | Pemasangan Peralatan CVT | [5 empty] | Skill Worker |  | 1 | 1
|  | Remuneration | [5 empty] | Worker |  | 2 | 2 | orang | 1
|  | - Supervisor | man-day | 1 | 155155 | 155155 |  | Mekanik |  | 1 | 1 | orang | 1
|  | - Skill Worker | man-day | 1 | 177600 | 177600 |  | Electrical Technician |  | 1 | 1 | orang | 1
|  | - Worker | man-day | 2 | 107800 | 215600 | [5 empty] | orang | 1
|  | - Mekanik | man-day | 1 | 184800 | 184800 | [5 empty] | orang | 1
|  | - Electrical Technician | man-day | 1 | 143220 | 143220
0
|  | Rent of Equipment : |  |  |  | 0
|  | - Truck crane 3 ton | unit-day | 0.7 | 3850000 | 2695000
[5 empty] | Total B | 3571375
|  | TOTAL Pemasangan CVT 150 kV dan Steel Structure |  |  |  | 5529330
An | 6 | Pemasangan LA 150 kV dan Steel Structure | Unit |  |  | 4759330
| A | Pemasangan Steel Structure LA | [5 empty] | Supervisor |  | 1 | 1
|  | Remuneration | [5 empty] | Skill Worker |  | 2 | 2
|  | - Supervisor | man-day | 1 | 155155 | 155155 |  | Worker |  | 1 | 1 | orang | 1
|  | - Skill Worker | man-day | 2 | 177600 | 355200 |  | Mekanik |  | 1 | 1 | orang | 1
|  | - Worker | man-day | 1 | 107800 | 107800 | [5 empty] | orang | 1
|  | - Mekanik | man-day | 1 | 184800 | 184800 | [5 empty] | orang | 1
0
|  | Rent of Equipment : |  |  |  | 0
|  | - Truck crane 3 ton | unit-day | 0.3 | 3850000 | 1155000
[5 empty] | Total A | 1957955 |  | Supervisor |  | 1 | 1
| B | Pemasangan Peralatan LA | [5 empty] | Skill Worker |  | 1 | 1
|  | Remuneration | [5 empty] | Worker |  | 2 | 2 | orang | 1
|  | - Supervisor | man-day | 1 | 155155 | 155155 |  | Mekanik |  | 1 | 1 | orang | 1
|  | - Skill Worker | man-day | 1 | 177600 | 177600 |  | Electrical Technician |  | 1 | 1 | orang | 1
|  | - Worker | man-day | 2 | 107800 | 215600 | [5 empty] | orang | 1
|  | - Mekanik | man-day | 1 | 184800 | 184800 | [5 empty] | orang | 1
|  | - Electrical Technician | man-day | 1 | 143220 | 143220
0
|  | Rent of Equipment : |  |  |  | 0
|  | - Truck crane 3 ton | unit-day | 0.5 | 3850000 | 1925000
[5 empty] | Total B | 2801375
|  | TOTAL Pemasangan LA 150 kV dan Steel Structure |  |  |  | 4759330 |  |  | Kebutuhan Orang |  | Target
An | 7 | Pemasangan dan Pengaktifan DFR |  |  |  | 13688605 |  | 7 | 1 | orang | 7
|  | Remuneration | [5 empty] | 14 | 2 | orang | 7
|  | - Supervisor | man-day | 7 | 155155 | 1086085 |  | 8 | 2 | orang | 4 | hari
|  | - Skill Worker | man-day | 14 | 195360 | 2735040 |  | 14 | 2 | orang | 7 | hari
|  | - Worker | man-day | 8 | 107800 | 862400 | [5 empty] | hari
|  | - Electrical Technician | man-day | 14 | 143220 | 2005080 | [5 empty] | hari
Rent of Equipment :
|  | - Laptop | unit-day | 14 | 500000 | 7000000
|  | TOTAL Pemasangan dan Pengaktifan DFR |  |  |  | 13688605 |  |  | Kebutuhan Orang |  | Target
An | 8 | Bare Alluminium conductor of 1 x TAL 850 sqmm/phase for 3 phase (m) |  |  |  | 971107.5 |  | 0.5 | 1 | orang | 0.5
|  | Remuneration | [5 empty] | 2 | 2 | orang | 1
|  | - Supervisor | man-day | 0.5 | 155155 | 77577.5 |  | 4 | 4 | orang | 1 | hari
|  | - Skill Worker | man-day | 2 | 195360 | 390720 |  | 0.5 | 1 | orang | 0.5 | hari
|  | - Worker | man-day | 4 | 107800 | 431200 | [5 empty] | hari
|  | - Electrical Technician | man-day | 0.5 | 143220 | 71610 | [5 empty] | hari
Rent of Equipment :
|  | - Truck crane 3 ton | unit-day | 0 | 3850000 | 0
|  | TOTAL Bare Alluminium conductor of 1 x TAL 850 sqmm/phase for 3 phase (m) |  |  |  | 971107.5
|  | Panjang 3 phase per Line Bay = 14 m |  |  |  | 13595505
|  | Pemasangan untuk 2 Bay |  |  |  | 27191010 |  |  | Kebutuhan Orang |  | Target
An | 9 | Bare Alluminium conductor of 2 x TAL 630 sqmm/phase for 3 phase (m) |  |  |  | 7368570 |  | 6 | 2 | orang | 3
|  | Remuneration | [5 empty] | 12 | 4 | orang | 3
|  | - Supervisor | man-day | 6 | 155155 | 930930 |  | 30 | 10 | orang | 3 | hari
|  | - Skill Worker | man-day | 12 | 195360 | 2344320 |  | 6 | 2 | orang | 3 | hari
|  | - Worker | man-day | 30 | 107800 | 3234000 | [5 empty] | hari
|  | - Electrical Technician | man-day | 6 | 143220 | 859320 | [5 empty] | hari
Rent of Equipment :
|  | - Truck crane 3 ton | unit-day | 0 | 3850000 | 0
|  | TOTAL Bare Alluminium conductor of 2 x TAL 630 sqmm/phase for 3 phase (m) |  |  |  | 7368570 |  |  | Kebutuhan Orang |  | Target
An | 10 | Bare Alluminium conductor of 1 x TAL 630 sqmm/phase for 3 phase (m) |  |  |  | 7368570 |  | 6 | 2 | orang | 3
|  | Remuneration | [5 empty] | 12 | 4 | orang | 3
|  | - Supervisor | man-day | 6 | 155155 | 930930 |  | 30 | 10 | orang | 3 | hari
|  | - Skill Worker | man-day | 12 | 195360 | 2344320 |  | 6 | 2 | orang | 3 | hari
|  | - Worker | man-day | 30 | 107800 | 3234000 | [5 empty] | hari
|  | - Electrical Technician | man-day | 6 | 143220 | 859320 | [5 empty] | hari
Rent of Equipment :
|  | - Truck crane 3 ton | unit-day | 0 | 3850000 | 0
|  | TOTAL Bare Alluminium conductor of 1 x TAL 630 sqmm/phase for 3 phase (m) |  |  |  | 7368570
An | 11 | Pemasangan Post Insulator dan Steel Structure , 150 kV (1 set = 3 unit) |  |  |  | 7472740
| A | Pemasangan Steel Structure PI
Remuneration
|  | - Supervisor | man-day | 1 | 155155 | 155155
|  | - Skill Worker | man-day | 2 | 195360 | 390720
|  | - Worker | man-day | 2 | 107800 | 215600
|  | - Mekanik | man-day | 1 | 184800 | 184800
0
|  | Rent of Equipment : |  |  |  | 0
|  | - Truck crane 3 ton | unit-day | 0.375 | 3850000 | 1443750
[5 empty] | Total A | 2390025
| B | Pemasangan Peralatan PI
Remuneration
|  | - Supervisor | man-day | 1 | 155155 | 155155
|  | - Skill Worker | man-day | 2 | 195360 | 390720
|  | - Worker | man-day | 2 | 107800 | 215600
|  | - Mekanik | man-day | 1 | 184800 | 184800
|  | - Electrical Technician | man-day | 2 | 143220 | 286440
0
|  | Rent of Equipment : |  |  |  | 0
|  | - Truck crane 3 ton | unit-day | 1 | 3850000 | 3850000
[5 empty] | Total B | 5082715
|  | TOTAL Pemasangan Post Insulator dan Steel Structure , 150 kV (1 set = 3 unit) |  |  |  | 7472740 |  |  | Kebutuhan Orang |  | Target
An | 12 | Pemasangan Conventional control and protection panel (separated panel box) |  |  |  | 11837660 |  | 4 | 1 | orang | 4
|  | Remuneration | [5 empty] | 24 | 6 | orang | 4
|  | - Supervisor | man-day | 4 | 155155 | 620620 |  | 28 | 7 | orang | 4 | hari
|  | - Skill Worker | man-day | 24 | 177600 | 4262400 |  | 12 | 3 | orang | 4 | hari
|  | - Worker | man-day | 28 | 107800 | 3018400 |  | 12 | 3 | orang | 4 | hari
|  | - Mekanik | man-day | 12 | 184800 | 2217600 | [5 empty] | hari
|  | - Electrical Technician | man-day | 12 | 143220 | 1718640 | [5 empty] | hari
0
|  | Rent of Equipment : |  |  |  | 0
|  | - Truck crane 3 ton | unit-day | 0 | 3850000 | 0
|  | TOTAL Pemasangan Conventional control and protection panel (separated panel box) |  |  |  | 11837660
An | 13 | Pemasangan clamps connectors and accessories |  |  |  | 1197195
Remuneration
|  | - Supervisor | man-day | 1 | 155155 | 155155
|  | - Skill Worker | man-day | 2 | 177600 | 355200
|  | - Worker | man-day | 2 | 107800 | 215600
|  | - Mekanik | man-day | 1 | 184800 | 184800
|  | - Electrical Technician | man-day | 2 | 143220 | 286440
0
|  | Rent of Equipment : |  |  |  | 0
|  | - Scaffolding | unit-day | 0 |  | 0
|  | TOTAL Pemasangan clamps connectors and accessories |  |  |  | 1197195
An | 14 | Pemasangan Marshalling Kiosk |  |  |  | 2159695
Remuneration
|  | - Supervisor | man-day | 1 | 155155 | 155155
|  | - Skill Worker | man-day | 2 | 177600 | 355200
|  | - Worker | man-day | 2 | 107800 | 215600
|  | - Mekanik | man-day | 1 | 184800 | 184800
|  | - Electrical Technician | man-day | 2 | 143220 | 286440
0
|  | Rent of Equipment : |  |  |  | 0
|  | - Truck crane 3 ton | unit-day | 0.25 | 3850000 | 962500
|  | TOTAL Pemasangan Marshalling Kiosk |  |  |  | 2159695 |  |  | Kebutuhan Orang |  | Target
An | 15 | Pemasangan 'LV power cable, control cable & optical cable |  |  |  | 25910160 |  | 28 | 2 | orang | 14
|  | Remuneration | [5 empty] | 42 | 6 | orang | 7
|  | - Supervisor | man-day | 28 | 155155 | 4344340 |  | 100 | 10 | orang | 10 | hari
|  | - Skill Worker | man-day | 42 | 177600 | 7459200 |  | 21 | 3 | orang | 7 | hari
|  | - Worker | man-day | 100 | 107800 | 10780000 | [5 empty] | hari
|  | - Electrical Technician | man-day | 21 | 143220 | 3007620 | [5 empty] | hari
0
|  | Rent of Equipment : |  |  |  | 0
|  | - Forklift | unit-day | 2 | 159500 | 319000
|  | TOTAL Pemasangan 'LV power cable, control cable & optical cable |  |  |  | 25910160
An | 16 | Pemasangan LT 150 kV dan Steel Structure (1 unit) |  |  |  | 2117610
| A | Pemasangan Steel Structure LT
Remuneration
|  | - Supervisor | man-day | 1 | 155155 | 155155
|  | - Skill Worker | man-day | 2 | 195360 | 390720
|  | - Worker | man-day | 1 | 107800 | 107800
|  | - Mekanik | man-day | 1 | 184800 | 184800
0
|  | Rent of Equipment : |  |  |  | 0
|  | - Truck crane 3 ton | hour | 0.3 | 481250 | 144375
[5 empty] | Total A | 982850
| B | Pemasangan Peralatan LT
Remuneration
|  | - Supervisor | man-day | 1 | 155155 | 155155
|  | - Skill Worker | man-day | 1 | 195360 | 195360
|  | - Worker | man-day | 2 | 107800 | 215600
|  | - Mekanik | man-day | 1 | 184800 | 184800
|  | - Electrical Technician | man-day | 1 | 143220 | 143220
0
|  | Rent of Equipment : |  |  |  | 0
|  | - Truck crane 3 ton | hour | 0.5 | 481250 | 240625
[5 empty] | Total B | 1134760
|  | TOTAL Pemasangan LT 150 kV dan Steel Structure (1 unit) |  |  |  | 2117610
An | 17 | Pemasangan ES 150 kV dan Steel Structure (1 unit) |  |  |  | 2306333.7
| A | Pemasangan Steel Structure ES
Remuneration
|  | - Supervisor | man-day | 1 | 155155 | 155155
|  | - Skill Worker | man-day | 2 | 195360 | 390720
|  | - Worker | man-day | 1 | 107800 | 107800
|  | - Mekanik | man-day | 1 | 184800 | 184800
0
|  | Rent of Equipment : |  |  |  | 0
|  | - Truck crane 3 ton | hour | 0.3 | 481250 | 144375
[5 empty] | Total A | 982850
| B | Pemasangan Peralatan ES
Remuneration
|  | - Supervisor | man-day | 1 | 155155 | 155155
|  | - Skill Worker | man-day | 1 | 195360 | 195360
|  | - Worker | man-day | 2 | 107800 | 215600
|  | - Mekanik | man-day | 1 | 184800 | 184800
|  | - Electrical Technician | man-day | 1 | 331943.7 | 331943.7
0
|  | Rent of Equipment : |  |  |  | 0
|  | - Truck crane 3 ton | hour | 0.5 | 481250 | 240625
[5 empty] | Total B | 1323483.7
|  | TOTAL Pemasangan ES 150 kV dan Steel Structure (1 unit) |  |  |  | 2306333.7
An | 18 | Erection Post Steel dan Beam Steel Structure (1 ton) |  |  |  | 2406349
| A | Sortir Material of Steel Structure
Remuneration
|  | - Worker | man-day | 0 | 107800 | 0
|  | - Foreman | man-day | 0 | 119350 | 0
0
| B | Erection Steel Structure |  |  |  | 0
|  | Remuneration |  |  |  | 0
|  | - Steel Worker | man-day | 5 | 119350 | 596750
|  | - Worker | man-day | 6 | 107800 | 646800
|  | - Foreman | man-day | 1 | 119350 | 119350
|  | - Supervisor/Technician/Inspector | man-day | 1 | 155155 | 155155
| C | Penyetelan dan Pengencangan baut
|  | - Worker | man-day | 5 | 107800 | 539000
|  | - Foreman | man-day | 1 | 119350 | 119350
|  | Rent of Equipment : |  |  |  | 0
|  | - Katrol dan peralatan erection Gantry | unit/day | 3 | 22000 | 66000
|  | - Kunci momen, kunci pas, tali panjat, sling, tambang, peralatan safety | unit/day | 1 | 163944 | 163944
|  | - Bambu | stick | 0 | 18975 | 0
|  | Harga Per Ton |  |  |  | 2406349
|  | Harga Per Kg |  |  |  | 2406.349
| Post Steel Structure (18 m) |  | Kg | 2862 |  | 6886970.838
| Post Steel Structure (9 m) from |  |  | 1929 |  | 4641847.221
| Beam steel structure Type-1 for Fly Bus (14 m) |  |  | 1268 |  | 3051250.532
An | 19 | SUBSTATION EARTHING SYSTEM
| A | Copper strip or flexible conductors of the cross section specified, installed so as to form a grid system laid directly in the ground enclosing the complete substation together with all accessories | 1
Ls
Remuneration
|  | - Worker | man-day | 6 | 107800 | 646800
|  | - Worker Leader | man-day | 1 | 119350 | 119350
|  | - Supervisor/Technician/Inspector | man-day | 1 | 155155 | 155155
|  | - Engineer | man-day | 1 | 429000 | 429000
0
|  | Rent of Equipment : |  |  |  | 0
|  | - Alat elektronik untuk pengukuran | unit/day | 2 | 550000 | 1100000
|  | - Eskavator kecil | unit/day | 1 | 1155000 | 1155000
|  | - Peralatan cangkul | set/day | 6 | 29856.2 | 179137.2
|  | - Alat press conductor | unit/day | 2 | 220000 | 440000
|  | Total |  |  |  | 4224442.2
| B | Copper strip or flexible conductors to connect metalclad parts of all equipment, structures and overhead line gantry to main Earth System with all accessories | 1
Ls
Remuneration
|  | - Worker | man-day | 6 | 107800 | 646800
|  | - Worker Leader | man-day | 1 | 119350 | 119350
|  | - Supervisor/Technician/Inspector | man-day | 1 | 155155 | 155155
|  | - Engineer | man-day | 1 | 429000 | 429000
0
|  | Rent of Equipment : |  |  |  | 0
|  | - Alat elektronik untuk pengukuran | unit/day | 2 | 550000 | 1100000
|  | - Peralatan cangkul | set/day | 6 | 29856.2 | 179137.2
|  | - Alat press conductor | unit/day | 2 | 220000 | 440000
|  | Total |  |  |  | 3069442.2
| C | Copper strip or flexible conductors to bond all overhead line towers direct to the substation Earth System. | 1
Ls
Remuneration
|  | - Worker | man-day | 3 | 107800 | 323400
|  | - Worker Leader | man-day | 1 | 119350 | 119350
|  | - Supervisor/Technician/Inspector | man-day | 0.5 | 155155 | 77577.5
|  | - Engineer | man-day | 0.25 | 429000 | 107250
0
|  | Rent of Equipment : |  |  |  | 0
|  | - Alat elektronik untuk pengukuran | unit/day | 2 | 550000 | 1100000
|  | - Peralatan cangkul | set/day | 6 | 29856.2 | 179137.2
|  | - Alat press conductor | unit/day | 2 | 220000 | 440000
|  | Total |  |  |  | 2346714.7
An | 20 | Fly Bus dan Jumper connector (single/double conductor & string set) lenght 28 m' / set |  |  |  | 792595
Remuneration
|  | - Worker | man-hour | 4 | 107800 | 431200
|  | - Skill Worker | man-hour | 1 | 195360 | 195360
|  | - Steel Erection Worker | man-hour | 0 | 239580 | 0
|  | - Supervisor | man-hour | 1 | 155155 | 155155
0
|  | Rent of Equipment : |  |  |  | 0
|  | - Sewa Crane 30 ton (incl. Opr + BBM) | hour | 0 | 139800 | 0
|  | - Peralatan bantu | lot | 1 | 10880 | 10880
|  | Total |  |  |  | 792595
An | 21 | Fly Bus dan Jumper connector (single/double conductor & string set) lenght 14 m' / set |  |  |  | 792715
Remuneration
|  | - Worker | man-hour | 4 | 107800 | 431200
|  | - Skill Worker | man-hour | 1 | 195360 | 195360
|  | - Steel Erection Worker | man-hour | 0 | 239580 | 0
|  | - Supervisor | man-hour | 1 | 155155 | 155155
0
|  | Rent of Equipment : |  |  |  | 0
|  | - Sewa Crane 30 ton (incl. Opr + BBM) | hour | 0 | 139800 | 0
|  | - Peralatan bantu | lot | 1 | 11000 | 11000
|  | Total |  |  |  | 792715
An | 22 | Fly Bus dan Jumper connector untuk Kopel Back to Back (single/double conductor & string set) lenght 14 m' dan 28 m'/ set |  |  |  | 4156075
Remuneration
|  | - Worker | man-hour | 10 | 107800 | 1078000
|  | - Skill Worker | man-hour | 10 | 195360 | 1953600
|  | - Steel Erection Worker | man-hour | 4 | 239580 | 958320
|  | - Supervisor | man-hour | 1 | 155155 | 155155
0
|  | Rent of Equipment : |  |  |  | 0
|  | - Sewa Crane 30 ton (incl. Opr + BBM) | hour | 0 | 139800 | 0
|  | - Peralatan bantu | lot | 1 | 11000 | 11000
|  | Total |  |  |  | 4156075
An | 23 | Pemasangan CT Netral Sistem 150 kV |  |  |  | 14740880
| 1 | Pengadaan Steel Structure CT / CVT | kg | 50
| 2 | Pemasangan Steel Structure CT/ CVT
Remuneration
|  | Supervisor | man-hour | 1 | 155155 | 155155
|  | Skill Worker | man-hour | 2 | 195360 | 390720
|  | Worker | man-hour | 2 | 107800 | 215600
|  | - Steel Erection Worker | man-hour | 1 | 239580 | 239580
0
|  | Rent of Equipment : |  |  |  | 0
|  | - Sewa Crane 30 ton (incl. Opr + BBM) | hour | 3 | 1031250 | 3093750
|  | - Peralatan bantu | lot | 0 | 11000 | 0
4094805
| 3 | Pemasangan CT/ CVT
Remuneration
|  | Supervisor | man-hour | 1 | 155155 | 155155
|  | Skill Worker | man-hour | 4 | 195360 | 781440
|  | Worker | man-hour | 8 | 107800 | 862400
|  | Skill Wiring Worker | man-hour | 3 | 195360 | 586080
0
|  | Rent of Equipment : |  |  |  | 0
|  | - Sewa Crane 30 ton (incl. Opr + BBM) | hour | 8 | 1031250 | 8250000
|  | - Peralatan bantu | lot | 1 | 11000 | 11000
10646075
|  | Total Pemasangan CT Netral Sistem 150 kV |  |  |  | 14740880
An | 24 | Pemasangan CT Netral Sistem 70 kV |  |  |  | 14729880
| 1 | Pengadaan Steel Structure CT / CVT | kg | 50
| 2 | Pemasangan Steel Structure CT/ CVT
Remuneration
|  | Supervisor | man-hour | 1 | 155155 | 155155
|  | Skill Worker | man-hour | 2 | 195360 | 390720
|  | Worker | man-hour | 2 | 107800 | 215600
|  | - Steel Erection Worker | man-hour | 1 | 239580 | 239580
0
|  | Rent of Equipment : |  |  |  | 0
|  | - Sewa Crane 30 ton (incl. Opr + BBM) | hour | 3 | 1031250 | 3093750
|  | - Peralatan bantu | lot | 0 | 0 | 0
4094805
| 3 | Pemasangan CT/ CVT
Remuneration
|  | Supervisor | man-hour | 1 | 155155 | 155155
|  | Skill Worker | man-hour | 4 | 195360 | 781440
|  | Worker | man-hour | 8 | 107800 | 862400
|  | Skill Wiring Worker | man-hour | 3 | 195360 | 586080
0
|  | Rent of Equipment : |  |  |  | 0
|  | - Sewa Crane 30 ton (incl. Opr + BBM) | hour | 8 | 1031250 | 8250000
|  | - Peralatan bantu | lot | 1 | 0 | 0
10635075
|  | Total Pemasangan CT Netral Sistem 70 kV |  |  |  | 14729880
An | 25 | Pemasangan Sistem Grounding/ 100 m' |  |  |  | 4275635
Remuneration
|  | - Supervisor | man-hour | 1 | 155155 | 155155
|  | - Skill Worker | man-hour | 10 | 195360 | 1953600
|  | - Worker | man-hour | 20 | 107800 | 2156000
|  | - Steel Erection Worker | man-hour | 0 | 239580 | 0
0
|  | Rent of Equipment : |  |  |  | 0
|  | - Sewa Crane 30 ton (incl. Opr + BBM) | hour | 0 | 1031250 | 0
|  | - Peralatan bantu | lot | 1 | 10880 | 10880
4275635
|  | Total per Bay | Panjang | 404 |  | 17273566
|  | Total per 2 Bay | Panjang | 808 |  | 34547132
An | 26 | Pemasangan Trafo dan Accesoriesnya
| A | Pemasangan Trafo 150/70 kV, 100 MVA, dan Accesoriesnya |  |  |  | 29632625
Remuneration
|  | - Supervisor | man-hour | 3 | 155155 | 465465
|  | - Skill Worker | man-hour | 6 | 195360 | 1172160
|  | - Worker | man-hour | 30 | 107800 | 3234000
|  | - Steel Erection Worker | man-hour | 0 | 239580 | 0
0
|  | Rent of Equipment : |  |  |  | 0
|  | - Sewa Crane 30 ton (incl. Opr + BBM) | hour | 24 | 1031250 | 24750000
|  | - Peralatan bantu | lot | 1 | 11000 | 11000
29632625
| B | Pemasangan Trafo 150/70 kV, 60 MVA /30 MVA dan Accesoriesnya |  |  |  | 29632625
Remuneration
|  | - Supervisor | man-hour | 3 | 155155 | 465465
|  | - Skill Worker | man-hour | 6 | 195360 | 1172160
|  | - Worker | man-hour | 30 | 107800 | 3234000
|  | - Steel Erection Worker | man-hour | 0 | 239580 | 0
0
|  | Rent of Equipment : |  |  |  | 0
|  | - Sewa Crane 30 ton (incl. Opr + BBM) | hour | 24 | 1031250 | 24750000
|  | - Peralatan bantu | lot | 1 | 11000 | 11000
29632625
| C | Pemasangan Auxillary Tranformer 20/0,4 kV dan Accesoriesnya |  |  |  | 9345875
Remuneration
|  | - Supervisor | man-hour | 1 | 155155 | 155155
|  | - Skill Worker | man-hour | 2 | 195360 | 390720
|  | - Worker | man-hour | 5 | 107800 | 539000
|  | - Steel Erection Worker | man-hour | 0 | 239580 | 0
0
|  | Rent of Equipment : |  |  |  | 0
|  | - Sewa Crane 30 ton (incl. Opr + BBM) | hour | 8 | 1031250 | 8250000
|  | - Peralatan bantu | lot | 1 | 11000 | 11000
9345875
An | 27 | Neutral Grounding Resistor (NGR) |  |  |  | 10059995
Remuneration
|  | - Supervisor | man-hour | 1 | 155155 | 155155
|  | - Skill Worker | man-hour | 4 | 195360 | 781440
|  | - Worker | man-hour | 8 | 107800 | 862400
|  | - Steel Erection Worker | man-hour | 0 | 239580 | 0
0
|  | Rent of Equipment : |  |  |  | 0
|  | - Sewa Crane 30 ton (incl. Opr + BBM) | hour | 8 | 1031250 | 8250000
|  | - Peralatan bantu | lot | 1 | 11000 | 11000
10059995
An | 28 | Pemasangan Fire Prevention System untuk Trafo |  |  |  | 10275595
Remuneration
|  | - Supervisor | man-hour | 1 | 155155 | 155155
|  | - Skill Worker | man-hour | 4 | 195360 | 781440
|  | - Worker | man-hour | 10 | 107800 | 1078000
|  | - Steel Erection Worker | man-hour | 0 | 239580 | 0
0
|  | Rent of Equipment : |  |  |  | 0
|  | - Sewa Crane 30 ton (incl. Opr + BBM) | hour | 8 | 1031250 | 8250000
|  | - Peralatan bantu | lot | 1 | 11000 | 11000
10275595
An | 29 | Pemasangan Capacitor |  |  |  | 19611075
Remuneration
|  | - Supervisor | man-hour | 1 | 155155 | 155155
|  | - Skill Worker | man-hour | 6 | 195360 | 1172160
|  | - Worker | man-hour | 12 | 107800 | 1293600
|  | - Steel Erection Worker | man-hour | 2 | 239580 | 479160
0
|  | Rent of Equipment : |  |  |  | 0
|  | - Sewa Crane 30 ton (incl. Opr + BBM) | hour | 16 | 1031250 | 16500000
|  | - Peralatan bantu | lot | 1 | 11000 | 11000
19611075
An | 30 | Pemasangan Supporting Structure For Y Connection of 1 x Shunt Reactor/IBT 500 kV |  |  |  | 1878195
Remuneration
|  | - Supervisor | man-hour | 1 | 155155 | 155155
|  | - Skill Worker | man-hour | 3 | 195360 | 586080
|  | - Worker | man-hour | 6 | 107800 | 646800
|  | - Steel Erection Worker | man-hour | 2 | 239580 | 479160
0
|  | Rent of Equipment : |  |  |  | 0
|  | - Sewa Crane 30 ton (incl. Opr + BBM) | hour | 0 | 1031250 | 0
|  | - Peralatan bantu | lot | 1 | 11000 | 11000
1878195
An | 31 | Gelar dan pemasangan Power Cable XLPE, 150 kV Single Core or Three Core
| A | Power Cable 150 kV, dalam Ducting, Cubicle include Cable Support/ 100 m' |  |  |  | 5353755
Remuneration
|  | - Supervisor | man-hour | 1 | 155155 | 155155
|  | - Skill Worker | man-hour | 10 | 195360 | 1953600
|  | - Worker | man-hour | 30 | 107800 | 3234000
|  | - Steel Erection Worker | man-hour | 0 | 239580 | 0
0
|  | Rent of Equipment : |  |  |  | 0
|  | - Sewa Crane 30 ton (incl. Opr + BBM) | hour | 0 | 1031250 | 0
|  | - Peralatan bantu | lot | 1 | 11000 | 11000
5353755
| B | Power Cable 150 kV, dalam galian include Cable Support/ 100 m' |  |  |  | 12292555
Remuneration
|  | - Supervisor | man-hour | 1 | 155155 | 155155
|  | - Skill Worker | man-hour | 40 | 195360 | 7814400
|  | - Worker | man-hour | 40 | 107800 | 4312000
|  | - Steel Erection Worker | man-hour | 0 | 239580 | 0
0
|  | Rent of Equipment : |  |  |  | 0
|  | - Sewa Crane 30 ton (incl. Opr + BBM) | hour | 0 | 1031250 | 0
|  | - Peralatan bantu | lot | 1 | 11000 | 11000
12292555
| C | Terminasi Kabel 150 kV / Set |  |  |  | 1075635
Remuneration
|  | - Supervisor | man-hour | 1 | 155155 | 155155
|  | - Skill Worker | man-hour | 3 | 195360 | 586080
|  | - Worker | man-hour | 3 | 107800 | 323400
|  | - Steel Erection Worker | man-hour | 0 | 239580 | 0
0
|  | Rent of Equipment : |  |  |  | 0
|  | - Sewa Crane 30 ton (incl. Opr + BBM) | hour | 0 | 1031250 | 0
|  | - Peralatan bantu | lot | 1 | 11000 | 11000
1075635
| D | Pemasangan Link Box with SVL |  |  |  | 1075635
Remuneration
|  | - Supervisor | man-hour | 1 | 155155 | 155155
|  | - Skill Worker | man-hour | 3 | 195360 | 586080
|  | - Worker | man-hour | 3 | 107800 | 323400
|  | - Steel Erection Worker | man-hour | 0 | 239580 | 0
0
|  | Rent of Equipment : |  |  |  | 0
|  | - Sewa Crane 30 ton (incl. Opr + BBM) | hour | 0 | 1031250 | 0
|  | - Peralatan bantu | lot | 1 | 11000 | 11000
1075635
An | 32 | Gelar dan pemasangan Power Cable XLPE, 20 kV Single Core or Three Core
| A | Power Cable 150 kV/20 kV, Transformer and 20 kV inc Cubicle incl Cable Support |  |  |  | 13994475
Remuneration
|  | - Supervisor | man-hour | 1 | 155155 | 155155
|  | - Skill Worker | man-hour | 12 | 195360 | 2344320
|  | - Worker | man-hour | 30 | 107800 | 3234000
|  | - Steel Erection Worker | man-hour | 0 | 239580 | 0
0
|  | Rent of Equipment : |  |  |  | 0
|  | - Sewa Crane 30 ton (incl. Opr + BBM) | hour | 8 | 1031250 | 8250000
|  | - Peralatan bantu | lot | 1 | 11000 | 11000
13994475
| B | Power Cable 150 kV/20 kV Transformer, and NGR |  |  |  | 1399035
Remuneration
|  | - Supervisor | man-hour | 1 | 155155 | 155155
|  | - Skill Worker | man-hour | 3 | 195360 | 586080
|  | - Worker | man-hour | 6 | 107800 | 646800
|  | - Steel Erection Worker | man-hour | 0 | 239580 | 0
0
|  | Rent of Equipment : |  |  |  | 0
|  | - Sewa Crane 30 ton (incl. Opr + BBM) | hour | 0 | 1031250 | 0
|  | - Peralatan bantu | lot | 1 | 11000 | 11000
1399035
| C | Power Cable between Bus Section Group-1 and Bus Riser Group-2 incl Cable Support |  |  |  | 4127475
Remuneration
|  | - Supervisor | man-hour | 1 | 155155 | 155155
|  | - Skill Worker | man-hour | 12 | 195360 | 2344320
|  | - Worker | man-hour | 15 | 107800 | 1617000
|  | - Steel Erection Worker | man-hour | 0 | 239580 | 0
0
|  | Rent of Equipment : |  |  |  | 0
|  | - Sewa Crane 30 ton (incl. Opr + BBM) | hour | 0 | 1031250 | 0
|  | - Peralatan bantu | lot | 1 | 11000 | 11000
4127475
| D | Power Cable between 20 kV Aux, Trafo Cubicle, and the Aux Trafo, incl Cable Support |  |  |  | 1830235
Remuneration
|  | - Supervisor | man-hour | 1 | 155155 | 155155
|  | - Skill Worker | man-hour | 3 | 195360 | 586080
|  | - Worker | man-hour | 10 | 107800 | 1078000
|  | - Steel Erection Worker | man-hour | 0 | 239580 | 0
0
|  | Rent of Equipment : |  |  |  | 0
|  | - Sewa Crane 30 ton (incl. Opr + BBM) | hour | 0 | 1031250 | 0
|  | - Peralatan bantu | lot | 1 | 11000 | 11000
1830235
| E | Gelar Kabel Power 20 kV per 100 m (dalam Ducting) |  |  |  | 2759955
Remuneration
|  | - Supervisor | man-hour | 1 | 155155 | 155155
|  | - Skill Worker | man-hour | 5 | 195360 | 976800
|  | - Worker | man-hour | 15 | 107800 | 1617000
|  | - Steel Erection Worker | man-hour | 0 | 239580 | 0
0
|  | Rent of Equipment : |  |  |  | 0
|  | - Sewa Crane 30 ton (incl. Opr + BBM) | hour | 0 | 1031250 | 0
|  | - Peralatan bantu | lot | 1 | 11000 | 11000
2759955
An | 33 | Pemasangan LV power cable for Control and Protection/ Bay |  |  |  | 6054785
Remuneration
|  | - Supervisor | man-hour | 3 | 155155 | 465465
|  | - Skill Worker | man-hour | 12 | 195360 | 2344320
|  | - Worker | man-hour | 30 | 107800 | 3234000
|  | - Steel Erection Worker | man-hour | 0 | 239580 | 0
0
|  | Rent of Equipment : |  |  |  | 0
|  | - Sewa Crane 30 ton (incl. Opr + BBM) | hour | 0 | 1031250 | 0
|  | - Peralatan bantu | lot | 1 | 11000 | 11000
6054785
An | 34 | 20 kV Indoor Metalclad Switchgear Single-Busbar Scheme Comprising :
| A | Incoming Cubicle comprising : |  |  |  | 1012055
Remuneration
|  | - Supervisor | man-hour | 1 | 155155 | 155155
|  | - Skill Worker | man-hour | 2 | 195360 | 390720
|  | - Worker | man-hour | 2 | 107800 | 215600
|  | - Steel Erection Worker | man-hour | 1 | 239580 | 239580
0
|  | Rent of Equipment : |  |  |  | 0
|  | - Sewa Crane 30 ton (incl. Opr + BBM) | hour | 0 | 1031250 | 0
|  | - Peralatan bantu | lot | 1 | 11000 | 11000
1012055
| B | Outgoing Feeder Cubicle comprising : |  |  |  | 1012055
Remuneration
|  | - Supervisor | man-hour | 1 | 155155 | 155155
|  | - Skill Worker | man-hour | 2 | 195360 | 390720
|  | - Worker | man-hour | 2 | 107800 | 215600
|  | - Steel Erection Worker | man-hour | 1 | 239580 | 239580
0
|  | Rent of Equipment : |  |  |  | 0
|  | - Sewa Crane 30 ton (incl. Opr + BBM) | hour | 0 | 1031250 | 0
|  | - Peralatan bantu | lot | 1 | 11000 | 11000
1012055
| C | Bus Section Cubicle (Bus Couple Cubicle) comprising : |  |  |  | 1012055
Remuneration
|  | - Supervisor | man-hour | 1 | 155155 | 155155
|  | - Skill Worker | man-hour | 2 | 195360 | 390720
|  | - Worker | man-hour | 2 | 107800 | 215600
|  | - Steel Erection Worker | man-hour | 1 | 239580 | 239580
0
|  | Rent of Equipment : |  |  |  | 0
|  | - Sewa Crane 30 ton (incl. Opr + BBM) | hour | 0 | 1031250 | 0
|  | - Peralatan bantu | lot | 1 | 11000 | 11000
1012055
| D | Busbar PT + Earthing Switch Cubicle comprising : |  |  |  | 1012055
Remuneration
|  | - Supervisor | man-hour | 1 | 155155 | 155155
|  | - Skill Worker | man-hour | 2 | 195360 | 390720
|  | - Worker | man-hour | 2 | 107800 | 215600
|  | - Steel Erection Worker | man-hour | 1 | 239580 | 239580
0
|  | Rent of Equipment : |  |  |  | 0
|  | - Sewa Crane 30 ton (incl. Opr + BBM) | hour | 0 | 1031250 | 0
|  | - Peralatan bantu | lot | 1 | 11000 | 11000
1012055
| E | Auxiliary Transformer Cubicle |  |  |  | 1012055
Remuneration
|  | - Supervisor | man-hour | 1 | 155155 | 155155
|  | - Skill Worker | man-hour | 2 | 195360 | 390720
|  | - Worker | man-hour | 2 | 107800 | 215600
|  | - Steel Erection Worker | man-hour | 1 | 239580 | 239580
0
|  | Rent of Equipment : |  |  |  | 0
|  | - Sewa Crane 30 ton (incl. Opr + BBM) | hour | 0 | 1031250 | 0
|  | - Peralatan bantu | lot | 1 | 11000 | 11000
1012055
An | 35 | TELECOMUNICATION EQUIPMENT (Existing SDH Rembang S/S and Blora S/S ABB FOX 515) |  |  |  | 24380391.2
| A | Node SDH-ADM |  |  |  | 7105049.6
Remuneration
|  | - Supervisor | man-hour | 4 | 155155 | 620620
|  | - Technician | man-hour | 8 | 331943.7 | 2655549.6
|  | - Electrician | man-hour | 4 | 143220 | 572880
|  | - Engineer | man-hour | 4 | 429000 | 1716000
|  | Rent of Equipment : |  |  |  | 0
|  | - Sewa Laptop | hour | 0 |  | 0
|  | - Peralatan bantu | lot | 4 | 385000 | 1540000
7105049.6
| B | STM-1/4 Line Interface |  |  |  | 1919482.4
Remuneration
|  | - Supervisor | man-hour | 1 | 155155 | 155155
|  | - Technician | man-hour | 2 | 331943.7 | 663887.4
|  | - Electrician | man-hour | 2 | 143220 | 286440
|  | - Engineer | man-hour | 1 | 429000 | 429000
0
|  | Rent of Equipment : |  |  |  | 0
|  | - Sewa Crane 30 ton (incl. Opr + BBM) | hour | 0 | 1031250 | 0
|  | - Peralatan bantu | lot | 1 | 385000 | 385000
1919482.4
| C | 2 MB Interface |  |  |  | 1919482.4
Remuneration
|  | - Supervisor | man-hour | 1 | 155155 | 155155
|  | - Technician | man-hour | 2 | 331943.7 | 663887.4
|  | - Electrician | man-hour | 2 | 143220 | 286440
|  | - Engineer | man-hour | 1 | 429000 | 429000
0
|  | Rent of Equipment : |  |  |  | 0
|  | - Sewa Crane 30 ton (incl. Opr + BBM) | hour | 0 | 1031250 | 0
|  | - Peralatan bantu | lot | 1 | 385000 | 385000
1919482.4
| D | DIU Data Interfacing Unit 64 Kbps |  |  |  | 1919482.4
Remuneration
|  | - Supervisor | man-hour | 1 | 155155 | 155155
|  | - Technician | man-hour | 2 | 331943.7 | 663887.4
|  | - Electrician | man-hour | 2 | 143220 | 286440
|  | - Engineer | man-hour | 1 | 429000 | 429000
0
|  | Rent of Equipment : |  |  |  | 0
|  | - Sewa Crane 30 ton (incl. Opr + BBM) | hour | 0 | 1031250 | 0
|  | - Peralatan bantu | lot | 1 | 385000 | 385000
1919482.4
| E | VF 2/4 Wire E/M Interface |  |  |  | 1919482.4
Remuneration
|  | - Supervisor | man-hour | 1 | 155155 | 155155
|  | - Technician | man-hour | 2 | 331943.7 | 663887.4
|  | - Electrician | man-hour | 2 | 143220 | 286440
|  | - Engineer | man-hour | 1 | 429000 | 429000
0
|  | Rent of Equipment : |  |  |  | 0
|  | - Sewa Crane 30 ton (incl. Opr + BBM) | hour | 0 | 1031250 | 0
|  | - Peralatan bantu | lot | 1 | 385000 | 385000
1919482.4
| F | FXO and FXS card included with telephone subscriber and extention PAX existing at Rembang & telephone subscriber |  |  |  | 1919482.4
Remuneration
|  | - Supervisor | man-hour | 1 | 155155 | 155155
|  | - Technician | man-hour | 2 | 331943.7 | 663887.4
|  | - Electrician | man-hour | 2 | 143220 | 286440
|  | - Engineer | man-hour | 1 | 429000 | 429000
0
|  | Rent of Equipment : |  |  |  | 0
|  | - Sewa Crane 30 ton (incl. Opr + BBM) | hour | 0 | 1031250 | 0
|  | - Peralatan bantu | lot | 1 | 385000 | 385000
1919482.4
| G | Ethernet Interface |  |  |  | 1919482.4
Remuneration
|  | - Supervisor | man-hour | 1 | 155155 | 155155
|  | - Technician | man-hour | 2 | 331943.7 | 663887.4
|  | - Electrician | man-hour | 2 | 143220 | 286440
|  | - Engineer | man-hour | 1 | 429000 | 429000
0
|  | Rent of Equipment : |  |  |  | 0
|  | - Sewa Crane 30 ton (incl. Opr + BBM) | hour | 0 | 1031250 | 0
|  | - Peralatan bantu | lot | 1 | 385000 | 385000
1919482.4
| H | All of the SDH-ADM software tools included MIB files for supporting telecommunication network management system (SNMO Protocols) |  |  |  | 1919482.4
Remuneration
|  | - Supervisor | man-hour | 1 | 155155 | 155155
|  | - Technician | man-hour | 2 | 331943.7 | 663887.4
|  | - Electrician | man-hour | 2 | 143220 | 286440
|  | - Engineer | man-hour | 1 | 429000 | 429000
0
|  | Rent of Equipment : |  |  |  | 0
|  | - Sewa Crane 30 ton (incl. Opr + BBM) | hour | 0 | 1031250 | 0
|  | - Peralatan bantu | lot | 1 | 385000 | 385000
1919482.4
| I | MDF Main Distribution Frame |  |  |  | 1919482.4
Remuneration
|  | - Supervisor | man-hour | 1 | 155155 | 155155
|  | - Technician | man-hour | 2 | 331943.7 | 663887.4
|  | - Electrician | man-hour | 2 | 143220 | 286440
|  | - Engineer | man-hour | 1 | 429000 | 429000
0
|  | Rent of Equipment : |  |  |  | 0
|  | - Sewa Crane 30 ton (incl. Opr + BBM) | hour | 0 | 1031250 | 0
|  | - Peralatan bantu | lot | 1 | 385000 | 385000
1919482.4
| J | Rack/Cabinet |  |  |  | 1919482.4
Remuneration
|  | - Supervisor | man-hour | 1 | 155155 | 155155
|  | - Technician | man-hour | 2 | 331943.7 | 663887.4
|  | - Electrician | man-hour | 2 | 143220 | 286440
|  | - Engineer | man-hour | 1 | 429000 | 429000
0
|  | Rent of Equipment : |  |  |  | 0
|  | - Sewa Crane 30 ton (incl. Opr + BBM) | hour | 0 | 1031250 | 0
|  | - Peralatan bantu | lot | 1 | 385000 | 385000
1919482.4
| K | Digital Teleprotection |  |  |  | 1919482.4
Remuneration
|  | - Supervisor | man-hour | 1 | 155155 | 155155
|  | - Technician | man-hour | 2 | 331943.7 | 663887.4
|  | - Electrician | man-hour | 2 | 143220 | 286440
|  | - Engineer | man-hour | 1 | 429000 | 429000
0
|  | Rent of Equipment : |  |  |  | 0
|  | - Sewa Crane 30 ton (incl. Opr + BBM) | hour | 0 | 1031250 | 0
|  | - Peralatan bantu | lot | 1 | 385000 | 385000
1919482.4
| L | Miscellaneous equipment and material including cables, patch cord, pig tail, telephone cable, connectors, compression terminal, connection to individual items of equipment, etc, to complete the scope of works. |  |  |  | 1919482.4
Remuneration
|  | - Supervisor | man-hour | 1 | 155155 | 155155
|  | - Technician | man-hour | 2 | 331943.7 | 663887.4
|  | - Electrician | man-hour | 2 | 143220 | 286440
|  | - Engineer | man-hour | 1 | 429000 | 429000
0
|  | Rent of Equipment : |  |  |  | 0
|  | - Sewa Crane 30 ton (incl. Opr + BBM) | hour | 0 | 1031250 | 0
|  | - Peralatan bantu | lot | 1 | 385000 | 385000
1919482.4
An | 36 | AC SUPPLY EQUIPMENT FOR SUBSTATION AUTOMATIC
| A | Inverter 110VDC to 220VAC 50Hz dengan kapasitas 2X beban (redundant) |  |  |  | 1386055
Remuneration
|  | - Supervisor | man-hour | 1 | 155155 | 155155
|  | - Skill Worker | man-hour | 2 | 195360 | 390720
|  | - Worker | man-hour | 2 | 107800 | 215600
|  | - Steel Erection Worker | man-hour | 1 | 239580 | 239580
0
|  | Rent of Equipment : |  |  |  | 0
|  | - Sewa Crane 30 ton (incl. Opr + BBM) | hour | 0 | 1031250 | 0
|  | - Peralatan bantu | lot | 1 | 385000 | 385000
1386055
| B | AC Distribution Board |  |  |  | 1386055
Remuneration
|  | - Supervisor | man-hour | 1 | 155155 | 155155
|  | - Skill Worker | man-hour | 2 | 195360 | 390720
|  | - Worker | man-hour | 2 | 107800 | 215600
|  | - Steel Erection Worker | man-hour | 1 | 239580 | 239580
0
|  | Rent of Equipment : |  |  |  | 0
|  | - Sewa Crane 30 ton (incl. Opr + BBM) | hour | 0 | 1031250 | 0
|  | - Peralatan bantu | lot | 1 | 385000 | 385000
1386055
An | 37 | 150 kV SUBSTATION AUXILIARIES EQUIPMENT
| A | 110 V DC Battery suitable for supplying all 110 V DC load for 8 hours discharge |  |  |  | 7755985.6
Remuneration
|  | - Supervisor | man-hour | 4 | 155155 | 620620
|  | - Technician | man-hour | 8 | 331943.7 | 2655549.6
|  | - Electrician | man-hour | 8 | 143220 | 1145760
|  | - Engineer | man-hour | 4 | 429000 | 1716000
|  | Rent of Equipment : |  |  |  | 0
|  | - Peralatan Pengujian Baterai | hour | 4 | 308264 | 1233056
|  | - Peralatan bantu | lot | 1 | 385000 | 385000
7755985.6
| B | Battery charger min. 60 A for 110V DC Battery complete with Panel Board (subject to calculation) |  |  |  | 1386055
Remuneration
|  | - Supervisor | man-hour | 1 | 155155 | 155155
|  | - Skill Worker | man-hour | 2 | 195360 | 390720
|  | - Worker | man-hour | 2 | 107800 | 215600
|  | - Steel Erection Worker | man-hour | 1 | 239580 | 239580
0
|  | Rent of Equipment : |  |  |  | 0
|  | - Peralatan Pengujian Baterai | hour | 0 | 308264 | 0
|  | - Peralatan bantu | lot | 1 | 385000 | 385000
1386055
| C | 110V DC Switch Fuse Distribution Board suitable for 110V DC battery set, HV equipment of minimum 10 bays, MV switchgear, etc |  |  |  | 1456895
Remuneration
|  | - Supervisor | man-hour | 1 | 155155 | 155155
|  | - Skill Worker | man-hour | 2 | 195360 | 390720
|  | - Electrician | man-hour | 2 | 143220 | 286440
|  | - Steel Erection Worker | man-hour | 1 | 239580 | 239580
0
|  | Rent of Equipment : |  |  |  | 0
|  | - Sewa Crane 30 ton (incl. Opr + BBM) | hour | 0 | 1031250 | 0
|  | - Peralatan bantu | lot | 1 | 385000 | 385000
1456895
| D | 400V AC Switch Fuse Distribution Board suitable for the 2 (two) units station service transformer |  |  |  | 1456895
Remuneration
|  | - Supervisor | man-hour | 1 | 155155 | 155155
|  | - Skill Worker | man-hour | 2 | 195360 | 390720
|  | - Electrician | man-hour | 2 | 143220 | 286440
|  | - Steel Erection Worker | man-hour | 1 | 239580 | 239580
0
|  | Rent of Equipment : |  |  |  | 0
|  | - Sewa Crane 30 ton (incl. Opr + BBM) | hour | 0 | 1031250 | 0
|  | - Peralatan bantu | lot | 1 | 385000 | 385000
1456895
| E | 20/0.4 kV ≥ 200 kVA 3-phase station auxiliary transformer complete with necessary accessories (vector group DYn 5) |  |  |  | 1600115
Remuneration
|  | - Supervisor | man-hour | 1 | 155155 | 155155
|  | - Skill Worker | man-hour | 2 | 195360 | 390720
|  | - Electrician | man-hour | 3 | 143220 | 429660
|  | - Steel Erection Worker | man-hour | 1 | 239580 | 239580
0
|  | Rent of Equipment : |  |  |  | 0
|  | - Sewa Crane 30 ton (incl. Opr + BBM) | hour | 0 | 1031250 | 0
|  | - Peralatan bantu | lot | 1 | 385000 | 385000
1600115
| F | LV power cable, control cable and accesorries and necessary equipment (cable ladder, clamp, cable lug, terminal, etc.) |  |  |  | 1456895
Remuneration
|  | - Supervisor | man-hour | 1 | 155155 | 155155
|  | - Skill Worker | man-hour | 2 | 195360 | 390720
|  | - Electrician | man-hour | 2 | 143220 | 286440
|  | - Steel Erection Worker | man-hour | 1 | 239580 | 239580
0
|  | Rent of Equipment : |  |  |  | 0
|  | - Sewa Crane 30 ton (incl. Opr + BBM) | hour | 0 | 1031250 | 0
|  | - Peralatan bantu | lot | 1 | 385000 | 385000
1456895
An | 38 | Ground Wire Steel (GSW) 70 mm2 for shield wire for installation of shield wire as specified/bay |  |  |  | 1839695
Remuneration
|  | - Supervisor | man-hour | 1 | 155155 | 155155
|  | - Skill Worker | man-hour | 2 | 195360 | 390720
|  | - Electrician | man-hour | 3 | 143220 | 429660
|  | - Steel Erection Worker | man-hour | 2 | 239580 | 479160
0
|  | Rent of Equipment : |  |  |  | 0
|  | - Sewa Crane 30 ton (incl. Opr + BBM) | hour | 0 | 1031250 | 0
|  | - Peralatan bantu | lot | 1 | 385000 | 385000
1839695
|  | Total 2 Bay |  |  |  | 3679390
Tambakan Perbahruan di GI Puruk Cahu

## UNIT PRICE
PEMBANGUNAN T/L 150 kV PASAMAN - SIMPANG EMPAT (SECTION 2) | [7 empty] | REVISI
UNIT PRICE MATERIAL, REMUNERATION AND RENT OF EQUIPMENT | [7 empty] | 42957
SCHEDULE 2 : BREAKDOWN PRICE ANALYSIS FOR CIVIL WORKS | [7 empty] | SumBagUt
NO. |  | UNIT | PRICE | REMARK |  |  |  | ROK
|  |  | (Rp.) |  |  |  |  | 10%
I | MATERIAL : | [6 empty] | Journal | 1.1 | RESIKO | 0.02
1 | Portland Cemen (PC) | kg | 1348.6 | Jurnal Sumatera Barat 2017 hal 96 |  |  |  | 1226 | 1348.6 | OVERHEAD | 0.03
2 | Colour Cement | kg | 10890 | Jurnal Sumatera Barat 2017 hal 96 |  |  |  | 9900 | 10890 | KEUNTUNGAN | 0.1
3 | Red brick (Kelas I) | pcs | 990 | Jurnal Sumatera Barat 2017 hal 96 |  |  |  | 900 | 990 | PPH | 0
4 | Paving Stone | pcs | 4180 | Jurnal Kalimantan Tengah 2017 hal 593 |  |  |  | 3800 | 4180 |  | 0.15
5 | Roster uk.22x22 cm | pcs | 42900 | Jurnal Sumatera Selatan 2017 hal 163 |  |  |  | 39000 | 42900
6 | Bataco | pcs | 4400 | Jurnal Sumatera Utara 2017 hal 72 |  |  |  | 4000 | 4400
7 | Crushed Stone 15/20 | m3 | 178640 | Jurnal Sumatera Barat 2017 hal 95 |  |  |  | 162400 | 178640
8 | Split 2/3 | m3 | 291500 | Jurnal Sumatera Barat 2017 hal 95 |  |  |  | 265000 | 291500 | [13 empty] | Sumber
9 | Split 3/5 | m3 | 281380 | Jurnal Sumatera Barat 2017 hal 95 |  |  |  | 255800 | 281380 | [13 empty] | http://pagarbrc-mjs.com/harga/pagarbrc
10 | Split 5/10 | m3 | 269170 | Jurnal Sumatera Barat 2017 hal 95 |  |  |  | 244700 | 269170
11 | Gravel | m3 | 256630 | Jurnal Sumatera Barat 2017 hal 95 |  |  |  | 233300 | 256630
12 | Sirtu | m3 | 147070 | Jurnal Sumatera Barat 2017 hal 95 |  |  |  | 133700 | 147070
13 | Dust split | m3 | 150590 | Jurnal Sumatera Barat 2017 hal 95 |  |  |  | 136900 | 150590
14 | Sand | m3 | 285230 | Jurnal Sumatera Barat 2017 hal 95 |  |  |  | 259300 | 285230
15 | Sand (Pasir Pasang) | m3 | 170610 | Jurnal Sumatera Barat 2017 hal 95 |  |  |  | 155100 | 170610
16 | Sand (Pasir Urug) | sheet | 170610 | Jurnal Sumatera Barat 2017 hal 95 |  |  |  | 155100 | 170610
17 | Sand (Pasir Beton) | sheet | 117700 | Jurnal Sumatera Barat 2017 hal 95 |  |  |  | 107000 | 117700
18 | Sand (Humus) | m3 | 285230 | Jurnal Sumatera Barat 2017 hal 95 |  |  |  | 155100
19 | Soil | m3 | 137500 | Jurnal Sumatera Utara 2017 hal 72 |  |  |  | 125000 | 137500
20 | Plain reinforced steel U 24 - BJTP 24 | kg | 15537.5 | Jurnal Sumatera Utara 2017 hal 73 |  |  |  | 14125 | 15537.5
21 | Screew reinforced steel U 39 - BJTD 39 | kg | 16428.5 | Jurnal Sumatera Barat 2017 hal 99 |  |  |  | 14935 | 16428.5 | 27673.5758 | 9.4097
22 | Concrete wire | kg | 18480 | Jurnal Sumatera Barat 2017 hal 99 |  |  |  | 16800 | 18480
23 | Kawat las | m | 18590 | Jurnal Sumatera Barat 2017 hal 100 |  |  |  | 16900 | 18590
24 | Nail 1 " - 4 " | kg | 96250 | Jurnal Sumatera Barat 2017 hal 100 |  |  |  | 87500 | 96250
25 | Nail Asbestos | kg | 18370 | Jurnal Sumatera Barat 2017 hal 100 |  |  |  | 16700 | 18370
26 | Nail Screws | kg | 29920 | Jurnal Sumatera Barat 2017 hal 100 |  |  |  | 27200 | 29920
27 | Nail drat | kg | 22000 | Jurnal Sumatera Barat 2017 hal 100 |  |  |  | 20000 | 22000
28 | Profil IWF | kg | 22000 | Jurnal Sumatera Barat 2017 hal 100 |  |  |  | 20000 | 22000
29 | Profil Kanal | kg | 15950 | Jurnal Sumatera Barat 2017 hal 99 |  |  |  | 14500 | 15950
30 | Profil Siku | kg | 15950 | Jurnal Sumatera Barat 2017 hal 99 |  |  |  | 14500 | 15950
31 | Besi Pelat Rata-rata | kg | 21450 | Jurnal Sumatera Barat 2017 hal 99 |  |  |  | 19500 | 21450
32 | Galvanis steel angle HTS | kg | 24200 | Jurnal Jakarta 2017 hal 248 |  |  |  | 22000 | 24200
33 | Galvanis steel angle MS | kg | 24200 | Jurnal Jakarta 2017 hal 248 |  |  |  | 22000 | 24200
34 | Galvanis Bolt and Nuts | kg | 22000 | Jurnal Jakarta 2017 hal 248 |  |  |  | 20000 | 22000
35 | Anchor bolt 24 mm | pcs | 126500 | http://www.kairosbaut.com/productlist.php |  |  |  | 115000 | 126500
36 | Angkur D30 | unit | 38500 |  |  |  |  | 35000 | 38500
37 | Anchor bolt 36 mm | pcs | 133100 |  |  |  |  | 121000 | 133100
38 | Dyna Bolt M 10 | pcs | 8800 | Jurnal Sumatera Utara 2017 hal 73 |  |  |  | 8000 | 8800
39 | Dyna Bolt M 12 | pcs | 11000 | Jurnal Sumatera Utara 2017 hal 73 |  |  |  | 10000 | 11000 | Meranti/m3 | 1 m3 = 41 lmbr
40 | Self drilling screw dia 6 x 20 mm | pcs | 412.5 | http://www.softwarerab.com/analisa-harga-satuan-pekerjaan-rangka-atap-baja-ringan.htm |  |  |  | 375 | 412.5
41 | Self drilling screw dia 4 x 20 mm | pcs | 385 | http://www.softwarerab.com/analisa-harga-satuan-pekerjaan-rangka-atap-baja-ringan.htm |  |  |  | 350 | 385
42 | Galvanis of wire mesh dia 4 mm | kg | 19250 | Jurnal Sumatera Selatan 2017 hal 159 |  |  |  | 17500 | 19250 | Harga Perlembar (rol/40 ) | 156500 | 15.46 | kg
43 | Wiremesh M5 (2,1m x 5,4 m) | sheet | 293920 | Jurnal Sumatera Selatan 2017 hal 164 |  |  |  | 267200 | 293920
44 | Wiremesh M6 (2,1m x 54 m) | sheet | 416350 | Jurnal Sumatera Selatan 2017 hal 164 |  |  |  | 378500 | 416350
45 | barbed wire | kg | 20438 | Jurnal Sumatera Utara 2017 hal 73 |  |  |  | 18580 | 20438 | 5 kg = 45 meter | 2270.8889
46 | Kawat Anyam Harmonika dia lubang 27 mm x 27 mm | m2 | 28600 | http://portalbangunan.com/harga-kawat-harmonika-terbaru/ |  |  |  | 26000 | 28600
47 | Alumunium foil | m2 | 16390 | Jurnal Bekasi 2017 Hal. 343 |  |  |  | 14900 | 16390
48 | plain meranti 2/20 cm | sheet | 58410 | Jurnal Kalimantan Tengah 2017 hal 588 |  |  |  | 53100 | 58410 | 5231000 | 41
49 | plank meranti 3/20 cm | m3 | 2730970 | Jurnal Sumatera Barat 2017 hal 98 |  |  |  | 2482700 | 2730970 | 3320833.3333
50 | Kayu Meranti Balok uk. 6/12 - 4 M | m3 | 2669260 | Jurnal Sumatera Barat 2017 hal 98 |  |  |  | 2426600 | 2669260 | 3319444.4444 | Cat: harga berdasarkan jurnal: 95.600/btg)
51 | Kayu Meranti Balok uk. 5/7 - 4 M | m3 | 2669260 | Jurnal Sumatera Barat 2017 hal 98 |  |  |  | 2426600 | 2669260 |  | Cat: harga berdasarkan jurnal: 41.000/btg)
52 | Kayu Meranti Balok uk. 8/12 - 4 M | m3 | 2669260 | Jurnal Sumatera Barat 2017 hal 98 |  |  |  | 2426600 | 2669260 | 3455729.1667 | Cat: harga berdasarkan jurnal: 132.700/btg)
53 | Papan 2x30x400 cm | m3 | 88770 | Jurnal Sumatera Barat 2017 hal 98 |  |  |  | 80700 | 88770
54 | Plywood 4 mm | sheet | 88770 | Jurnal Sumatera Barat 2017 hal 98 |  |  |  | 80700 | 88770
55 | Plywood 9 mm | sheet | 129580 | Jurnal Sumatera Barat 2017 hal 99 |  |  |  | 117800 | 129580
56 | Plywood 12 mm | sheet | 192390 | Jurnal Sumatera Barat 2017 hal 99 | Jurnal Kalimantan Tengah 2017 hal 588 | Jurnal Kalimantan Tengah 2017 hal 588 |  | 174900 | 192390
57 | Plywood 18 mm | sheet | 289190 | Jurnal Sumatera Selatan 2017 hal 162 | Jurnal Kalimantan Tengah 2017 hal 588 | Jurnal Kalimantan Tengah 2017 hal 588 |  | 262900 | 289190
58 | Wooden | m3 | 2669260 | Jurnal Sumatera Utara 2017 hal 72 |  |  |  | 2426600 | 2669260
59 | Dolken dia. 8-10 cm, length 4 m. | stick | 60940 | Jurnal Sumatera Barat 2017 hal 98 |  |  |  | 55400 | 60940
60 | Bambu dia 6-8 cm, length 6m | m | 2357.1429 | Jurnal Sumatera Barat 2017 hal 98 |  |  |  | 15000 | 16500
61 | Ijuk | kg | 80520 | Jurnal Sumatera Barat 2017 hal 98 |  |  |  | 73200 | 80520
62 | Firewood (kayu bakar) | m3 | 170000 | Jurnal Sumatera Barat 2017 hal 98 |  |  |  | 21400 | 23540
63 | Minyak bekisting | litre | 11660 | Jurnal Sumatera Barat 2017 hal 102 |  |  |  | 10600 | 11660 | Residu
64 | Paint of steel | kg | 110770 | Jurnal Sumatera Selatan 2017 hal 156 |  |  |  | 100700 | 110770
65 | Paint of wooden | kg | 63030 | Jurnal Sumatera Selatan 2017 hal 156 |  |  |  | 57300 | 63030
66 | Paint of wall Emulsi | kg | 26180 | Jurnal Sumatera Barat 2017 hal 102 |  |  |  | 23800 | 26180
67 | Paint of wall Weathershield setara Dulux | kg | 57640 | Jurnal Sumatera Barat 2017 hal 101 |  |  |  | 52400 | 57640
68 | Naturally paint (Meni Kayu) | liter | 33440 | Jurnal Sumatera Barat 2017 hal 102 |  |  |  | 30400 | 33440
69 | Naturally paint (Meni besi) | liter | 35970 | Jurnal Sumatera Barat 2017 hal 102 |  |  |  | 32700 | 35970 | Cat: dalam jurnal satuan kaleng (1 klg=5kg), lalu dikonversi ke dalam satuan liter (sesuai dengan PERMEN) | [8 empty] | BJ meni= 1,45 kg/ltr | kg/liter | V= | 3.5714
70 | Flintkote waterproffing for dak | liter | 29868.0556 | https://www.tokopedia.com/apalumauguaada/flintkote-3-solusi-anti-bocor-pada-beton-kayu-logam |  |  | 2015 | 27152.7778 | 29868.0556
70 | Waterproofing | kg | 100430 | Jurnal Jakarta 2017 |  |  |  | 91300 | 100430
71 | Thinner | Liter | 43010 | Jurnal Kalimantan Tengah 2017 hal 587 |  |  |  | 39100 | 43010
72 | Kuas / Rol | pcs | 17490 | Jurnal Bekasi 2017 Hal 336 |  |  |  | 15900 | 17490
73 | Amplas | pcs | 8690 | Jurnal Kalimantan Tengah 2017 hal 587 |  |  |  | 7900 | 8690
74 | Plamur of wall | kg | 15774 | Jurnal Kalimantan Tengah 2017 hal 587 |  |  |  | 14340 | 15774
75 | Plamur of wood | kg | 64460 | Jurnal Kalimantan Tengah 2017 hal 587 |  |  |  | 58600 | 64460
76 | Ceramic uk.20 cm x 20 cm | m2 | 86790 | Jurnal Kalimantan Tengah 2017 Hal 587 |  |  |  | 78900 | 86790
77 | Ceramic uk.30 cm x 30 cm | m2 | 83930 | Jurnal Kalimantan Tengah 2017 Hal 587 |  |  |  | 76300 | 83930
78 | Ceramic uk.60 cm x 60 cm setipe Platinum | m2 | 124520 | Jurnal Jakarta 2017 hal 266 |  |  |  | 113200 | 124520
79 | Granite wall tiles 400 x 400 mm | m2 | 372020 | Jurnal Jakarta 2017 Hal 267 |  |  |  | 338200 | 372020
80 | Granite floor tiles 600 x 600 mm | m2 | 536360 | Jurnal Jakarta 2017 Hal 267 |  |  |  | 487600 | 536360
81 | Granite floor tiles 300 x 300 mm | m2 | 271700 | Jurnal Jakarta 2017 Hal 267 |  |  |  | 247000 | 271700
82 | Granite floor tiles 300 x 600 mm | m2 | 429550 | http://www.hargabangunane.com/harga-granit-marmer-murah/# |  |  |  | 390500 | 429550
83 | Glazed ceramic wall tiles 200 x 250 mm setara roman class C | m2 | 139700 | Jurnal Jakarta 2017 Hal 265 |  |  |  | 127000 | 139700
84 | Non glazed ceramic floor tiles 400 x 400 mm setara milan | m2 | 87120 | Jurnal Jakarta 2017 Hal 265 |  |  |  | 79200 | 87120
85 | Glazed plint tiles 100 x 400 mm setara granito | pcs | 32010 | Jurnal Jakarta 2017 Hal 267 |  |  |  | 29100 | 32010
86 | Granite plint tiles 100 x 300 mm setara granito | pcs | 27500 | Jurnal Jakarta 2017 Hal 267 |  |  |  | 25000 | 27500
87 | Ceramic Plint tiles 100 x 600 mm | pcs | 49500 |  |  |  |  | 45000 | 49500
88 | Stepnosing 100 x 400 mm | pcs | 21499.5 | Jurnal Jakarta 2017 |  |  |  | 19545 | 21499.5
89 | Vynyl Lantai + installation setara Kayu Jati KW 1 | m2 | 346500 | http://www.hargamaterialbangunan.com/2016/10/harga-lantai-kayu-vinyl.html |  |  |  | 315000 | 346500
90 | Floorhardener ex sika | kg | 33000 | Jurnal Jakarta 2017 |  |  |  | 30000 | 33000
91 | Raised Floor | m2 | 924000 | http://mytrijaya.produkanda.com/sell/index.php?itemid=17091 |  |  |  | 840000 | 924000
92 | Sambungan knee AW 1" | bh | 3300 | Jurnal Jakarta 2017 | harga 2015 |  |  | 5900 | 6490
93 | Lem Pipa (400 gram) | klg | 37500 | Jurnal Jakarta 2017 Hal 284 | harga 2016 |  |  | 41600 | 45760
94 | elbow 1/2" 90 | bh | 8140 | Jurnal Jakarta 2017 Hal 278 |  |  |  | 7400 | 8140
95 | elbow 1" 90 | bh | 12100 | Jurnal Jakarta 2017 Hal 278 |  |  |  | 11000 | 12100
96 | elbow 2" 90 | bh | 9900 | Jurnal Jakarta 2017 Hal 278 |  |  |  | 9000 | 9900
97 | elbow 3" 90 | bh | 188100 | Jurnal Jakarta 2017 Hal 278 |  |  |  | 171000 | 188100
98 | elbow 4" 90 | bh | 446600 | Jurnal Jakarta 2017 Hal 278 |  |  |  | 406000 | 446600
99 | knee 1/2" | bh | 2000 | Jurnal Jakarta 2017 Hal 281 |  |  |  | 3300 | 3630
100 | knee 1" | bh | 3500 | Jurnal Jakarta 2017 Hal 281 |  |  |  | 5900 | 6490
101 | knee 2" | bh | 16500 | Jurnal Jakarta 2017 Hal 281 |  |  |  | 15000 | 16500
102 | knee 3" | bh | 37730 | Jurnal Jakarta 2017 Hal 281 |  |  |  | 34300 | 37730
103 | knee 4" | bh | 70620 | Jurnal Jakarta 2017 Hal 281 |  |  |  | 64200 | 70620
104 | PVC Pipe dia 1/2 " L = 6 m | stick | 5390 | Jurnal Sumatera Utara 2017 hal 78 |  |  |  | 4900 | 5390
105 | PVC Pipe dia 1 " L = 6 m | stick | 12100 | Jurnal Sumatera Utara 2017 hal 78 | harga 2016 |  |  | 11000 | 12100
106 | PVC Pipe dia 2 " L = 6 m | stick | 15400 | Jurnal Sumatera Utara 2017 hal 78 |  |  |  | 14000 | 15400
107 | PVC Pipe dia 3 " L = 6 m | stick | 27500 | Jurnal Sumatera Utara 2017 hal 78 |  |  |  | 25000 | 27500
108 | PVC Pipe dia 4 " L = 6 m | stick | 33000 | Jurnal Sumatera Utara 2017 hal 78 |  |  |  | 30000 | 33000
109 | PVC Pipe dia 6 " L = 6 m | stick | 55000 | Jurnal Sumatera Utara 2017 hal 78 |  |  |  | 50000 | 55000
110 | Pipa GIP Medium dia 2" L=6m | stick | 809600 | Jurnal Bekasi 2017 Hal 341 |  |  |  | 736000 | 809600
111 | Sambungan-Sambungan Pipa GIP Medium 2" | unit | 23210 | Jurnal Bekasi 2017 Hal 341 |  |  |  | 21100 | 23210
112 | Pipe of steel Dia 2 inc lenght 6,00 m | stick | 676500 | Jurnal Jakarta Hal 253 |  |  |  | 615000 | 676500
113 | Pipe of steel Dia 3 inc lenght 6,00 m | stick | 1116500 | Jurnal Jakarta Hal 253 |  |  |  | 1015000 | 1116500
114 | Clamp pipa PVC 3'/4' | unit | 18150 | https://www.tokopedia.com/mitratools/klem-pipa-pvc-klem-pipa-pvc-4 |  |  |  | 16500 | 18150
115 | Ball Valve | pcs | 150150 | Jurnal Jakarta 2017 Hal 282 |  |  |  | 136500 | 150150
116 | Water Torn cap 2m3 setara Penguin Plastic | unit | 3575000 | Jurnal Jakarta 2017 |  |  |  | 3250000 | 3575000
117 | Chromium plate toiled roll holder | no | 278740 | Jurnal Jakarta 2016 |  |  |  | 253400 | 278740 |  |  |  |  | UPDATE JANUARI 2016
118 | Chromium plate soap dish | no | 219450 | Jurnal Jakarta 2016 |  |  |  | 199500 | 219450
119 | Chromium plated hat and coat hook | no | 252670 | Jurnal Jakarta 2016 |  |  |  | 229700 | 252670
120 | Closet Jongkok setara INA | unit | 236390 | Jurnal Kalimantan Tengah 2017 Hal 586 |  |  | 2017 | 214900 | 236390
121 | Close-coupled (Toto CW660NJ/SW660J) | unit | 3197700 | Jurnal Jakarta 2017 hal 299 |  |  |  | 2907000 | 3197700
122 | Squatting water closed complete (Toto CE9) | no | 3971880 | Jurnal Jakarta 2017 |  |  | 2017 | 3610800 | 3971880
123 | Ceramic bowl urinal complete (Toto U370) | unit | 5778300 | Jurnal Jakarta 2017 Hal 300 |  |  |  | 5253000 | 5778300
124 | Lavatory basin including spectacles (Toto LW230J) | unit | 666490 | Jurnal Jakarta 2017 Hal 301 |  |  |  | 605900 | 666490
125 | Wash basin complete (Toto LW 820J ) | no | 3063500 | Jurnal Jakarta 2017 |  |  |  | 2785000 | 3063500
126 | Wash Basin Stainless Steel Setara Blanco | unit | 4730000 | http://www.hargamaterialbangunan.com/2016/10/harga-wastafel.html |  |  |  | 4300000 | 4730000
127 | Kitchen Sink Stainless setara Delizia | unit | 1430000 | www.blibli.com |  |  |  | 1300000 | 1430000
128 | Kran Cuci Piring | unit | 163900 | http://www.lazada.co.id/beli-keran-cuci-piring-bar |  |  |  | 149000 | 163900
129 | Kran ledeng standar | pcs | 21560 | Jurnal Kalimantan Tengah 2017 Hal 585 |  |  |  | 19600 | 21560
130 | Jet washer setara toto | unit | 291500 | Jurnal Jakarta 2017 Hal 303 |  |  |  | 265000 | 291500
131 | Bath basin (fiber) oval capacity 200 ltr | unit | 831600 | Jurnal Jakarta 2017 |  |  |  | 756000 | 831600
132 | Bak Cuci Piring Stainless Steel 2 Pool | unit | 551430 | Jurnal Kalimantan Tengah 2017 Hal 586 |  |  |  | 501300 | 551430
133 | Steel folding door 0.8 mm | m2 | 825000 | http://www.hargamaterialbangunan.com/2016/10/harga-rolling-door-folding-gate.html |  |  |  | 750000 | 825000
134 | Door Glass + Frame Aluminium | m2 | 1650000 | survey harga pasar |  |  |  | 1500000 | 1650000
135 | (Steel Galvanizing Automatic Roling door) 3500 x 2200 | m2 | 715000 |  |  |  |  | 650000 | 715000
136 | Teakwood double door (nyatoh) | m2 | 301829.2683 | http://www.mediabangunan.com/2012/06/daftar-harga-kusen-dan-pintu-kayu.html |  |  |  | 274390.2439 | 301829.2683 | Cat: harga berdasarkan jurnal : 700000/bh, dikonversi dengan ukuran pintu teakwood double door (2x0,82mx2m)
137 | Louvre frame window | sheet | 264605 |  |  |  |  | 240550 | 264605 | Cat: harga berdasarkan jurnal : 575000/bh, dikonversi dengan ukuran jendela (1mx1m)
138 | Kusen Aluminium | m' | 190575 | Jurnal Jakarta 2017 |  |  |  | 173250 | 190575
139 | Kusen Kayu setara kayu Samarinda uk. 6/12 | m' | 302500 | http://portalbangunan.com/harga-kusen-dan-pintu-kayu-terbaru/ |  |  | 2017 | 275000 | 302500
140 | Kaca Bening | m2 | 96250 | http://www.lensarumah.com/harga-kaca/ |  |  |  | 87500 | 96250
141 | Window Glass + Frame Aluminium | m2 | 1650000 | survey harga pasar |  |  |  | 1500000 | 1650000
142 | Door Closer | pcs | 617100 | Jurnal Jakarta 2017 Hal 291 |  |  |  | 561000 | 617100
143 | Door Lock | pcs | 539000 | Jurnal Jakarta 2015 |  |  |  | 490000 | 539000
144 | Door Holder (1 set = 2 pcs) | set | 542300 | Jurnal Jakarta 2015 |  |  |  | 493000 | 542300
145 | Kunci Tanam pintu | pcs | 204820 | Jurnala Kalimantan Tengah 2017 Hal 585 |  |  |  | 186200 | 204820
146 | Hinge For Door 5 in (engsel) (1 set = 3 pcs) | pcs | 159390 | Jurnal Jakarta 2017 Hal 291 |  |  |  | 144900 | 159390
147 | Hinge For Window 4 in (1 set = 2 pcs) | pcs | 68530 | Jurnal Jakarta 2017 Hal 291 |  |  |  | 62300 | 68530
148 | Grendel for Door | pcs | 82500 | Jurnal Jakarta 2017 Hal 292 |  |  |  | 75000 | 82500
149 | Grendel for Door double Swing Steel Door | pcs | 337810 | Jurnal Jakarta 2017 |  |  |  | 307100 | 337810
150 | Grendel for window (1 set = 2 pcs) | pcs | 248050 | Jurnal Jakarta 2017 |  |  |  | 225500 | 248050
151 | Wind Hook For Window (1 set = 2 pcs) | pcs | 195800 | Jurnal Jakarta 2015 |  |  |  | 178000 | 195800 | 178000
152 | Zinc | sheet | 144540 | Jurnal Sumatera Selatan 2017 hal 163 |  |  |  | 131400 | 144540
153 | Asbes Plafond 5mm | m2 | 43120 | Jurnal Jakarta 2017 |  |  |  | 39200 | 43120
154 | Roofing Klip-lock Hi-Ten t=0.50 mm | m2 | 234190 | http://www.mediabangunan.com/2013/06/daftar-harga-atap-metal-bluescope.html |  |  |  | 212900 | 234190 | Cat: dikonversi ke dalam satuan sheet (lihat civil work) dengan ukuran per lembar 0,78x0,41
155 | Roofing Spandek Colorbond | m2 | 191070 | http://www.mediabangunan.com/2013/06/daftar-harga-atap-metal-bluescope.html |  |  |  | 173700 | 191070 | Cat: dikonversi ke dalam satuan sheet (lihat civil work) dengan ukuran per lembar 0,78x0,41
156 | Roofing Onduline | sheet | 159500 | http://agenbajaringan.com/atap-upvc-onduline.php |  |  |  | 145000 | 159500
157 | Nok Standard Hi-Ten | m' | 75460 | Jurnal Jakarta 2015 |  |  |  | 68600 | 75460
158 | Nok Spandek Colorbond | m' | 63580 | Jurnal Jakarta 2015 |  |  |  | 57800 | 63580
159 | Nok Onduline | m' | 84700 | https://atapmurahonduline.wordpress.com/tag/harga-atap-onduline/ |  |  |  | 77000 | 84700
160 | Talang Jurai Zincalum | m' | 91300 | http://agentasocimanggis.blogspot.co.id/2016/01/talang-jurai-zincalume-murah-depok.html |  |  |  | 83000 | 91300
161 | Panel Acoustic Armstrong 120x60cm, tebal 9 mm | sheet | 34100 | http://kutamandiri.blogspot.co.id/p/plafond-acoustic.html |  |  |  | 31000 | 34100
162 | Main Tee for plafond | m' | 7638.8889 | http://kutamandiri.blogspot.co.id/p/plafond-acoustic.html |  |  |  | 25000 | 27500
163 | Gypsum board 9 mm | sheet | 106920 | Jurnal Jakarta 2017 hal 269 |  |  |  | 97200 | 106920
164 | Alumunium Plafond + installation | m2 | 423500 | http://spandrealumuniuml.blogspot.co.id/2016/06/plafon-aluminium-spandrel-spandrell.html |  |  |  | 385000 | 423500
165 | Rangka Plafond besi Hollow Galvanis | m2 | 121000 | https://www.verticaldesign.id/harga-pasang-plafon-gypsum-partisi |  |  |  | 110000 | 121000
166 | Plafon Luar Lambersiring + installation | m2 | 418000 | http://www.lantaikayu.biz/plafon/harga-plafon-kayu-tahun-2016-dan-biaya-pasang-indonesia.html |  |  | 2017 | 380000 | 418000
167 | Listplank Superplank (GRC board) | sheet | 144430 | Jurnal Jakarta 2016 |  |  |  | 131300 | 144430 | Cat: ukuran GR 1,2X2,4 m, tebal :9 mm
168 | List profil gypsum | m' | 43560 | Jurnal Jakarta 2017 hal 269 |  |  |  | 39600 | 43560
169 | Tepung gypsum | kg | 9130 | Jurnal Bekasi 2017 Hal 337 |  |  |  | 8300 | 9130
170 | Glasswool t=5 cm 2 layer density 16 kg/m3, aluminium foil (single sided) | m2 | 28000 | Jurnal Jakarta 2017 |  |  |  | 94819 | 104300.9
171 | Roof mesh | kg | 32725 | Jurnal Jakarta 2015 |  |  |  | 29750 | 32725
172 | Sodding (gebalan rumput) | m2 | 49280 | Jurnal Banten 2016 |  |  |  | 44800 | 49280
173 | Stop contact incl installation wiring | pcs | 211090 | Jurnal Jawa Barat 2016 (Kerawang) |  |  |  | 191900 | 211090
174 | Exhaust Van setara Panasonic 16" | Unit | 770000 | www.hargaglodok.com |  |  |  | 700000 | 770000
175 | Exhaus fan wall 60 W/220 Volt (16") industrial | pcs | 528000 | http://harga.link/elektronik-rumah-tangga/list-daftar-harga-exhaust-fan-saat-ini/ |  |  |  | 480000 | 528000
176 | Exhaus fan ceiling 40 W/220 Volt (10") very low noice | pcs | 434500 | http://harga.link/elektronik-rumah-tangga/list-daftar-harga-exhaust-fan-saat-ini/ |  |  |  | 395000 | 434500
177 | Serat Fiber | m2 | 9900 | Jurnal Kerawang 2016 |  |  |  | 9000 | 9900
178 | AC 3/4 PK setara Panasonic | unit | 3382500 | http://www.hargaac.co.id/harga-ac-panasonic/cs-pn7skj/ |  |  | 2017 | 3075000 | 3382500
179 | AC split 1 PK setara Panasonic | unit | 3520000 | http://www.harga-ac.com/daftar-harga-ac-daikin.html |  |  |  | 3200000 | 3520000
180 | AC split 2PK setara Panasonic | unit | 6160000 | http://www.harga-ac.com/daftar-harga-ac-daikin.html |  |  |  | 5600000 | 6160000
181 | Exhaus fan wall 60 W/220 Volt (16") industrial | unit | 649000 | http://harga.link/elektronik-rumah-tangga/list-daftar-harga-exhaust-fan-saat-ini/ |  |  |  | 590000 | 649000
182 | Exhaus fan ceiling 40 W/220 Volt (10") very low noice | unit | 327800 | http://harga.link/elektronik-rumah-tangga/list-daftar-harga-exhaust-fan-saat-ini/ |  |  |  | 298000 | 327800
183 | TL Lamp 18 watt equal phillips | unit | 77880 | Jurnal Jakarta 2017 Hal 306 |  |  |  | 70800 | 77880
184 | T/L 1 x 36 Watt (incld armateur) | no | 424600 | Jurnal Jakarta 2015 |  |  |  | 386000 | 424600
185 | T/L 2 x 36 Watt (incld armateur) | no | 577830 | Jurnal Jakarta 2015 |  |  |  | 525300 | 577830
186 | T/L CDL E27 (1 x 8 W) | no | 114950 | Jurnal Jakarta 2015 |  |  |  | 104500 | 114950
187 | T/L CDL E27 (1 x 23 W) | no | 171600 | Jurnal Jakarta 2015 |  |  |  | 156000 | 171600 | [5 empty] | 252000 | 1.2 | 15 | 18
188 | Clear lamp celling 60 watt | no | 686180 | Jurnal Jakarta 2015 |  |  |  | 623800 | 686180
189 | Lampu setara Phillips HPL/N (Mercury) 250 Watt | pcs | 58190 | Jurnal Jakarta 2016 |  |  |  | 52900 | 58190
190 | Lampu Setara Phillips SON 70 W E27 | unit | 190080 | Jurnal Jakarta 2017 Hal 311 |  |  |  | 172800 | 190080
191 | Lampu LED setara Philips 10 watt | unit | 121000 | Jurnal Jakarta 2017 Hal 306 |  |  |  | 110000 | 121000
192 | Lampu sorot 250 watt setara philips | unit | 1466300 | Jurnal Jakarta 2017 Hal 312 |  |  |  | 1333000 | 1466300
193 | Lampu SON-T 150 watt | unit | 168300 | http://tokolampuglodok.com/index.php?route=product/category&path=57 |  |  |  | 153000 | 168300
194 | Downlight | no | 85360 | Jurnal Jakarta 2015 |  |  |  | 77600 | 85360 | [5 empty] | 14000
195 | Downlight 9 Watt inculding fitting spotlight installation wiring and switch | unit | 154000 | http://www.depo-led.com/3-downlight-led |  |  |  | 140000 | 154000
196 | Downlight 18 watt | unit | 291500 | http://agenlampusorot.com/index.php?route=product/product&product_id=254 |  |  |  | 265000 | 291500
197 | Lampu LED 9 Watt Putih | unit | 59400 | https://www.tokopedia.com/mitraled/lampu-led-philips-9-watt |  |  |  | 54000 | 59400
198 | Fitting lampu | unit | 19800 | Jurnal Jakarta 2017 Hal314 |  |  |  | 18000 | 19800
199 | Emergency lighting lamp 40 W complete | pcs | 154000 | http://harga.link/peralatan-rumah-tangga/list-daftar-harga-emergency-lamp-terkini/ |  |  |  | 140000 | 154000
200 | Stop Contact stara Panasonic in bow single | unit | 41800 | Jurnal Jakarta 2017 |  |  |  | 38000 | 41800
201 | Saklar tunggal | unit | 27610 | Jurnal Kalimantan Tengah 2017 hal 589 |  |  |  | 25100 | 27610
202 | Saklar stara Panasonic Double Inbow | unit | 40810 | Jurnal Jakarta 2017 Hal 305 |  |  |  | 37100 | 40810
203 | Double switch equal SCHNEIDER | unit | 36300 | http://www.bhinneka.com/category/saklar.aspx |  |  |  | 33000 | 36300
204 | Saklar Multi 3 Qty 1 setara Brocco | unit | 44880 | https://jayamapan.com/clipsal/ |  |  | 2017 | 40800 | 44880
205 | Saklar Multi 4 Qty 1 | unit | 57970 | https://jayamapan.com/clipsal/ |  |  |  | 52700 | 57970
206 | Ground Rod 5/8 inch L 4 m | unit | 710985 | http://pusatantipetir.com/harga-ground-rod-copper-rod-58-inch/ |  |  | 2017 | 646350 | 710985
207 | Cable Grounding (BC) 50 mm | m | 82940 | Jurnal Kalimantan Tengah 2017 hal 590 |  |  | 2017 | 75400 | 82940
208 | Kabel NYM 3x2,5MM @100M | 1 roll | 1133000 | Jurnal Bekasi 2017 Hal 344 |  |  |  | 1030000 | 1133000
209 | Kap Lampu Jalan Model Cobra Starlight untuk Lampu Mercury HPL-N 250 Watt atau HPI-T 250 Watt - 400 Watt, bisa untuk SON-T 150 Watt - 400 Watt. Terbuat dari Bahan Almunium Cor. | pcs | 660000 | http://lampujalanutama.com/?lampu-led=3&idc=1 |  |  |  | 600000 | 660000 |  |  |  |  | HARGA TIANG LAMPU 9 M
210 | Tiang Lampu Octagonal tinggi 9 m (3 - 4.5 m), desain diameter per segmen 2.5" - 5", flandes 30 x 30 x 1.4 cm, ornamen 1.5" x 2 meter, anti clim 1 set, Hot Deep Galvanized | pcs | 4730000 | http://distributorpanelsurya.com/products.php?product=PILIHAN-TIANG-PJU |  |  |  | 4300000 | 4730000
211 | Kap Lampu Jalan Setara PJU Philips SPP 165, untuk SON-T 70 Watt | unit | 880000 | http://lampujalanutama.com/?lampu-led=3&idc=1 |  |  |  | 800000 | 880000
212 | Tiang Lampu Octagonal tinggi 6 m (3 - 4.5 m), desain diameter per segmen 2,5"-4", flandes 30 x 30 x 1.4 cm, ornamen 1.5" x 2 meter, anti clim 1 set, Hot Deep Galvanized | unit | 2750000 | http://distributorpanelsurya.com/products.php?product=PILIHAN-TIANG-PJU |  |  |  | 2500000 | 2750000
213 | Clamp kabel beton no 4-10 | pack | 13310 | Jurnal Jakarta 2017 |  |  |  | 12100 | 13310
214 | Railling Tangga | m' | 770000 | https://www.indosteel.net/daftar-harga/ |  |  |  | 700000 | 770000
215 | Spiral Staircase | set | 5500000 | https://www.indosteel.net/daftar-harga/ |  |  |  | 5000000 | 5500000
216 | Balcony fence | m2 | 605000 | https://www.indosteel.net/daftar-harga/ |  |  |  | 550000 | 605000
217 | Penangkal petir radius 125 setara Thomas | set | 5596800 | Jurnal Jakarta 2017 Hal 305 |  |  |  | 5088000 | 5596800
218 | Pompa Submersible Cap. 150 ltr/menit 3 kW | unit | 28880280 | Jurnal Bekasi 2017 Hal 346 |  |  |  | 26254800 | 28880280
219 | Pompa air cap 670 liter/menit | unit | 3135000 | http://www.hargatipemesin.com/2016/11/harga-mesin-pompa-air-honda-tenaga.html |  |  |  | 2850000 | 3135000
220 | Panel Box MCB complete with R.S.T lamp indicator and contactor grounding Panel Box 80x120x25 cm | unit | 2499200 | https://jayamapan.com/panel-box/ |  |  |  | 2272000 | 2499200
221 | Emergency lighting including wiring and lamp 30 Watt | unit | 126500 | www.tokopedia.com |  |  |  | 115000 | 126500
222 | Alarm bell 6'' ( 150 mm ) diameter to approval surface mounted in Lobby | unit | 302500 | http://anekapemadamkebakaran.blogspot.co.id/2016/08/jual-alarm-bell-6-inch-diameter-untuk.html |  |  |  | 275000 | 302500
223 | Smoke detector | unit | 275000 | http://www.indotrading.com/showcase/smoke-detector |  |  |  | 250000 | 275000
224 | Fixed and rate of rice temperature detector | unit | 127050 | http://utamaservice045.blogspot.co.id/2012/09/appron-fire-alarm.html |  |  |  | 115500 | 127050
225 | MCFA ( Master control fire alarm ) kap 15 zone included indication lamp, battery rectifier and all accessories | unit | 7672500 | https://www.tokopedia.com/hanselindo/mcfafacp-fire-alarm-control-panel-kap-15-zone-murah-berkualitas?src=other |  |  |  | 6975000 | 7672500
226 | Portable fire extinghuister type dry chemical ( 5 kg hallon ) | unit | 694100 | http://www.jualalatpemadamapi.net/harga-produk |  |  |  | 631000 | 694100
227 | Mobile unit powder fire extinghuister ( 50 kg hallon ) | unit | 15728900 | http://www.jualalatpemadamapi.net/harga-produk |  |  |  | 14299000 | 15728900
228 | Portable type 6 kg CO2 c/w wall bracket | unit | 4207500 | http://www.jualalatpemadamapi.net/harga-produk |  |  |  | 3825000 | 4207500
229 | APAR media isi Gas liquid Foam Cap 12 kg | unit | 770000 | http://www.pasar-harga.com/2015/03/harga-alat-pemadam-kebakaran-api-besar.html |  |  | 2017 | 700000 | 770000
230 | Tiang Pagar BRC height 1,2 m | pcs | 220000 | http://www.hargamaterialbangunan.com/2016/08/harga-pagar-tiang-brc.html# |  |  |  | 200000 | 220000
231 | Tiang Pagar BRC height 1,5 m | pcs | 269500 | http://www.hargamaterialbangunan.com/2016/08/harga-pagar-tiang-brc.html |  |  |  | 245000 | 269500
232 | Tiang Pagar BRC height 1,9 m | pcs | 297000 | http://www.hargamaterialbangunan.com/2016/08/harga-pagar-tiang-brc.html |  |  |  | 270000 | 297000
233 | Fence BRC height 1,20 m lenght 2,40 m dia 7 mm | pcs | 523600 | http://www.hargamaterialbangunan.com/2016/08/harga-pagar-tiang-brc.html# |  |  |  | 476000 | 523600
234 | Fence BRC height 1,50 m lenght 2,40 m | set | 1386000 | Jurnal Jakarta 2017 |  |  |  | 1260000 | 1386000
235 | Fence BRC height 1,90 m lenght 2,40 m | set | 1755600 | Jurnal Jakarta 2017 |  |  |  | 1596000 | 1755600
236 | Double Gate BRC height 1,90 m lenght 3,30 m complete | unit | 1397550 | Jurnal Jakarta 2017 |  |  |  | 1270500 | 1397550 |  | Jurnal Jakarta 2017
237 | Single Gate BRC height 1,90 m lenght 1,10 m complete | unit | 804650 | Jurnal Jakarta 2017 |  |  |  | 731500 | 804650 | pagar BRC per m2 | 350000
238 | BRC Swing tunggal Uk. 100x120 | unit | 495000 | http://pagarbrc-mjs.com/harga/pagarbrc |  |  |  | 450000 | 495000
239 | Pintu Swing BRC single h :1.5 m, lebar 2.4 m | unit | 1386000 | Jurnal Jakarta 2017 |  |  |  | 1260000 | 1386000
240 | BBM / solar | litre | 12100 | http://www.infohargabbm.com/2017/01/harga-keekonomian-bbm-solar-industri-pt_16.html |  |  |  | 11000 | 12100
241 | Water | litre | 19.8 | Jurnal Sumatera Barat 2017 hal 95 |  |  |  | 18 | 19.8
242 | Oil Machine | ltr | 38500 | Jurnal Sumatera Barat 2017 hal 101 |  |  |  | 35000 | 38500
243 | Oil Machine (Hydroulis) | ltr | 88000 | Jurnal Lampung 2017 hal 215 |  |  |  | 80000 | 88000
244 | Solar Industri | liter | 8392.46 | http://hargasolarterbaru.blogspot.co.id/ | update 14 Agustus 2016 |  |  | 8400 | 9240
245 | Pelumas Diesel Alat berat (Pertamina Meditran SX15 W-40) | liter | 29000 | http://oli68.blogspot.co.id/2014/10/daftar-harga-oli-pertamina-terbaru-2014.html |  |  |  | 29000 | 31900
246 | PTFE Thread Seal Tape ISO 9002, Certified 10 m (12 mm x 0.075 mm x 10 m) | bh | 3500 | Jurnal Jakarta 2017 | harga 2016 |  |  | 3500 | 3850 | harga jurnal 2016
247 | Buis Beton dia 20 cm/m | m | 158400 | Jurnal Sumatera Barat 2017 Hal 97 |  |  |  | 144000 | 158400
248 | Buis Beton dia 60 cm/m | m | 389400 | Jurnal Sumatera Barat 2017 Hal 97 |  |  |  | 354000 | 389400
249 | Buis Beton dia 80 cm/m | m | 504900 | Jurnal Sumatera Barat 2017 Hal 97 |  |  |  | 459000 | 504900
250 | Pipa Concrete dia 30 cm | m' | 69630 |  |  |  |  | 63300 | 69630
251 | Kansteen (10 x 20 x 60) cm | pcs | 66440 | Jurnal Jakarta 2016 |  |  |  | 60400 | 66440
252 | Kansteen (25 x 30 x 50) cm | pcs | 77000 | Jurnal Jakarta 2016 |  |  |  | 70000 | 77000
253 | Driven Pile with reinforced concrete 40x40 cm | m' | 641666.6667 | http://pt-bekah-beton.blogspot.co.id/p/blog-page.html |  |  |  | 583333.3333 | 641666.6667
254 | Driven Pile with reinforced concrete 30x30 cm | m' | 550000 | http://pt-bekah-beton.blogspot.co.id/p/blog-page.html |  |  |  | 500000 | 550000
255 | Driven Pile with reinforced concrete 20x20 cm | m' | 176000 | http://pt-bekah-beton.blogspot.co.id/p/blog-page.html |  |  |  | 160000 | 176000
256 | Driven Concrete Pile dia 40 cm | m | 2035000 | harga survey |  |  |  | 1850000 | 2035000
257 | Sheet Pile Corrugated | m' | 1419000 | Jurnal Jakarta 2016 |  |  |  | 1290000 | 1419000
258 | Hot mix | kg | 1357.62 | Jurnal Bekasi 2017 Hal 346 |  |  |  | 1234.2 | 1357.62
259 | Asphalt 60/70 | kg | 10450 | Jurnal Bekasi 2017 Hal 346 |  |  |  | 9500 | 10450
260 | U-ditch 400/400 (panjang 1.2 m) | unit | 479600 | Jurnal Jakarta 2017 Hal 285 |  |  |  | 436000 | 479600
261 | U-ditch 600/600 | unit | 873400 | Jurnal Jakarta 2017 Hal 285 |  |  |  | 794000 | 873400
262 | U-ditch 1000/1000 | unit | 1881000 | Jurnal Jakarta 2017 Hal 285 |  |  |  | 1710000 | 1881000
263 | U-ditch 1200/1200 | umit | 2626800 | Jurnal Jakarta 2017 Hal 285 |  |  |  | 2388000 | 2626800
264 | U-ditch 800/800 | unit | 1288100 | Jurnal Jakarta 2017 Hal 285 |  |  |  | 1171000 | 1288100 |  |  |  |  | TUTUP U-DITCH UPDATE 2016
265 | U-ditch BC 1000/1200 | unit | 2101000 | Jurnal Jakarta 2017 Hal 285 |  |  |  | 1910000 | 2101000
266 | Cover U 400 LD (panjang 0.6 m) | unit | 179300 | Jurnal Jakarta 2017 Hal 285 |  |  |  | 163000 | 179300
267 | Cover U 600 LD | unit | 345400 | Jurnal Jakarta 2017 Hal 285 |  |  |  | 314000 | 345400
268 | Cover U 800 LD | unit | 463100 | Jurnal Jakarta 2017 Hal 285 |  |  |  | 421000 | 463100
269 | Cover U 1000 LD | unit | 564300 | Jurnal Jakarta 2017 Hal 285 |  |  |  | 513000 | 564300
270 | Cover U 1200 LD | unit | 667700 | Jurnal Jakarta 2017 Hal 285 |  |  |  | 607000 | 667700
271 | Pupuk Kandang (1 karung = 7 kg) | karung | 22000 | https://www.tokopedia.com/ismailtoys/for-sale-pupuk-kandang-sapi-1 |  |  |  | 20000 | 22000
272 | Pohon Mangga (tinggi bibit 50 - 70 ) | unit | 440000 | https://www.tokopedia.com/sm2/bibit-pohon-mangga-gincu-pendopo |  |  |  | 400000 | 440000
273 | Rumput Gajah Mini | m2 | 16500 | https://www.tokopedia.com/tukangrumput/rumput-gajah-mini-harga-petani |  |  |  | 15000 | 16500
274 | Palm Fibre | kg | 24640 | Jurnal Bekasi 2016 |  |  |  | 22400 | 24640
275 | Tanaman Teh-tehan (tinggi 25 - 35 cm) | unit | 5500 | https://www.tokopedia.com/berdikari-indah/pohon-teh-tehan-i-tanaman-pagar |  |  |  | 5000 | 5500
276 | Ladder Ø 16 mm & painted | kg | 26400 |  |  |  |  | 24000 | 26400
277 | Grill Oil Pit | kg | 20103.6 |  |  |  |  | 18276 | 20103.6
278 | Baut 5/8 - 30 cm | baut | 13200 |  |  |  |  | 12000 | 13200
279 | Baut Anti-thieft | pcs | 1650 | Alibaba.com |  |  |  | 1500 | 1650
280 | Haspel dia 1.2 m tinggi 0.9 m | unit | 3025000 | https://www.bukalapak.com/p/rumah-tangga/furniture-interior/intwi-jual-meja-haspel-meja-gulungan-kabel?dtm_source=product_detail&dtm_section=detail-2&dtm_campaign=fvt_product |  |  |  | 2750000 | 3025000
281 | Sling | unit/day | 50000 | [5 empty] | 0
282 | Rope fiber | m | 14300 | http://marine-rope.weebly.com/product.html |  |  |  | 13000 | 14300
283 | Plastic | m2 | 39160 | Jurnal Jakarta 2017 Hal 256 |  |  |  | 35600 | 39160
II | REMUNERATION | [5 empty] | OH/8 Jam | Journal | 1.1
1 | Worker | man/day | 107800 | Jurnal Sumatera Barat 2017 hal 95 |  |  |  | 98000 | 107800
2 | Foreman | man/day | 119350 | Jurnal Sumatera Barat 2017 hal 95 |  |  |  | 108500 | 119350
3 | Supervisor | man/day | 155155 | Jurnal Sumatera Barat 2017 hal 95 |  |  |  | 141050 | 155155
4 | Brick Layer leader | man/day | 119350 | Jurnal Sumatera Barat 2017 hal 95 |  |  |  | 108500 | 119350
5 | Steel worker leader | man/day | 107800 | Jurnal Sumatera Barat 2017 hal 95 |  |  |  | 98000 | 107800
6 | Carpenter leader | man/day | 119350 | Jurnal Sumatera Barat 2017 hal 95 |  |  |  | 108500 | 119350
7 | Paint worker leader | man/day | 107800 | Jurnal Sumatera Barat 2017 hal 95 |  |  |  | 98000 | 107800
8 | Plumber leader | man/day | 119350 | Jurnal Sumatera Barat 2017 hal 95 |  |  |  | 108500 | 119350
9 | Brick Layer Worker | man/day | 107800 | Jurnal Sumatera Barat 2017 hal 95 |  |  |  | 98000 | 107800
10 | Steel worker | man/day | 119350 | Jurnal Sumatera Barat 2017 hal 95 |  |  |  | 108500 | 119350
11 | Carpenter | man/day | 107800 | Jurnal Sumatera Barat 2017 hal 95 |  |  |  | 98000 | 107800
12 | Paint worker | man/day | 119350 | Jurnal Sumatera Barat 2017 hal 95 |  |  |  | 108500 | 119350
13 | Mechanic | man/day | 184800 | Jurnal Sumatera Barat 2017 hal 95 |  |  |  | 168000 | 184800
14 | Asphalt worker | man/day | 133100 | Jurnal Sumatera Barat 2017 hal 95 |  |  |  | 121000 | 133100
15 | Digger | man/day | 122100 | Jurnal Sumatera Barat 2017 hal 95 |  |  |  | 111000 | 122100
16 | Plumber | man/day | 133100 | Jurnal Sumatera Barat 2017 hal 95 |  |  |  | 121000 | 133100
17 | Welder | man/day | 127600 | Jurnal Sumatera Barat 2017 hal 95 |  |  |  | 116000 | 127600
18 | Instalator | man/day | 180457.2 | Jurnal Jakarta 2017 Hal 323 |  |  |  | 164052 | 180457.2
19 | Engineer | man/day | 429000 | INKINDO 2017 |  |  |  | 390000 | 429000
20 | Engineer Expert | man/day | 465666.3 | INKINDO 2017 |  |  |  | 423333 | 465666.3
21 | Surveyor | man/day | 330000 | INKINDO 2017 |  |  |  | 300000 | 330000
22 | Electrician | man/day | 143220 | Jurnal Jakarta 2017 hal 323 |  |  |  | 130200 | 143220
23 | Electrical Technician | man/day | 366666.6667 | INKINDO 2016 |  |  |  | 333333.3333 | 366666.6667
24 | Technician | man/day | 331943.7 | Biaya Langsung Personil |  |  |  | 301767 | 331943.7
25 | Steel Erection Worker | man/day | 239580 |  |  |  |  | 217800 | 239580
26 | Stringing Worker | man/day | 207570 |  |  |  |  | 188700 | 207570
27 | Skill Worker | man/day | 195360 |  |  |  |  | 177600 | 195360
28 | Juru Ukur | man/day | 119350 | Jurnal Bekasi 2017 Hal 349 |  |  |  | 108500 | 119350
29 | Pembantu Juru Ukur | man/day | 107800 | Jurnal Bekasi 2017 Hal 349 |  |  |  | 98000 | 107800
30 | Operator Mesin Stringing | man/day | 211106.28 | Jurnal Jakarta 2017 hal 323 | a |  |  | 191914.8 | 211106.28
31 | Operator Alat Berat | man/day | 191914.8 | Jurnal Jakarta 2017 hal 323 | a |  |  | 174468 | 191914.8
32 | Helper Operator | man/day | 164703 | Jurnal Jakarta 2017 hal 323 |  |  |  | 149730 | 164703
33 | Driver | man/day | 184800 | Jurnal Sumatera Barat 2017 hal 95 |  |  |  | 168000 | 184800
34 | Drafter | man/day | 184800 | Jurnal Sumatera Barat 2017 hal 95 |  |  |  | 168000 | 184800
III | RENT OF EQUIPMENT | [6 empty] | Journal | 1.1
1 | Molen of machine 0.5 m3 | unit/day | 568528.4 | Jurnal Sumatera Barat 2017 hal 112 |  |  |  | 516844 | 568528.4
2 | Concrete Vibrator | unit/day | 219260.8 | Jurnal Sumatera Barat 2017 hal 112 |  |  |  | 199328 | 219260.8
3 | Pipe Tremi | hour | 35640 |  |  |  |  | 32400 | 35640
4 | Concrete Pump cap 4 m3 | hour | 105600 | Jurnal Kalimantan Barat 2017 hal 578 |  |  |  | 96000 | 105600
5 | Dump Truck 5 m3 (4 hour/day) | unit/day | 1161622.44 | Jurnal Sumatera Barat 2017 hal 112 |  |  |  | 1056020.4 | 1161622.44
6 | Greader Komatsu | unit/day | 1248500 | Jurnal Kalimantan Barat 2017 hal 578 |  |  |  | 1135000 | 1248500
7 | Driven Pile of Machine | hour | 50820 | Jurnal Kalimantan Barat 2016 hal 756 |  |  |  | 46200 | 50820
8 | Mobilisasion Equipment | ls | 154000 |  |  |  |  | 140000 | 154000
9 | Support equipment ( key + safety belt ) | unit/day | 163944 |  |  |  |  | 149040 | 163944
10 | Stamper /Stomwalls | unit/day | 207636 | Jurnal Jawa Barat 2017 (Bekasi) hal 348 |  |  |  | 188760 | 207636 | Cat: Pemakaian 8jam/hari
11 | Theodolit | unit/day | 220000 | http://www.globalsurveybandung.com/p/rental.html |  |  |  | 200000 | 220000
12 | Small crane | unit/day | 510754.2 | Jurnal Sumatera Barat 2017 hal 112 |  |  |  | 464322 | 510754.2
13 | Pile connection | pc | 132000 |  |  |  |  | 120000 | 132000
14 | Jack Hammer | unit/day | 286000 | Jurnal Jawa Barat 2017 (Bekasi) hal 348 |  |  |  | 260000 | 286000
15 | Tripod tinggi 5 m | unit/day | 220000 |  |  |  |  | 200000 | 220000
16 | Vibro Roller 5-8 T | unit/hour | 456187.6 | Jurnal Sumatera Barat 2017 hal 112 |  |  |  | 414716 | 456187.6
17 | Water Tank Truck (2 hours / day) | unit/hour | 284650.3 | Jurnal Sumatera Barat 2017 hal 112 |  |  |  | 258773 | 284650.3
18 | Excavator Standard bucket 0.8 m3 | unit/hour | 704803 | Jurnal Sumatera Barat 2017 hal 112 |  |  |  | 640730 | 704803
19 | Buldozer Setara Catterpillar D6D cap 0.8 m (4 hour/day) | unit/hour | 733263.3 | Jurnal Sumatera Barat 2017 hal 112 |  |  |  | 666603 | 733263.3
20 | Mesin Potong rumput | unit/day | 66000 |  |  |  |  | 60000 | 66000
21 | Tandem Roller | unit/hour | 46200 | Jurnal Sumatera Utara 2017 hal 79 |  |  |  | 42000 | 46200
22 | Jack Hydrolic | hour | 17820 |  |  |  |  | 16200 | 17820
23 | Forklift | hour | 240625 | http://www.rajarental.com/rental_forklift.html |  |  |  | 218750 | 240625
24 | Chain Block 5 ton | hour | 16575.339 |  |  |  |  | 15068.49 | 16575.339
25 | Drop Hammer | hour | 55000 |  |  |  |  | 50000 | 55000
26 | Tripod tinggi 7 m | unit/day | 330000 |  |  |  |  | 300000 | 330000
27 | Pile Driver Hammer cap. 2,5 ton | hour | 145200 | Jurnal Kalimantan Barat 2017 hal 578 |  |  |  | 132000 | 145200
28 | Bored Pile Machine | unit/day | 1105500 | Jurnal Kalimantan Barat 2017 hal 578 |  |  |  | 1005000 | 1105500
29 | Truck Crane Cap. 5 ton | hour | 481250 | indoalatberat.com/crane/rental-hiab-truck-cranes |  |  |  | 437500 | 481250
30 | Pully | unit/day | 22000 |  |  |  |  | 20000 | 22000
31 | Cord / Ekstensi Kabel | meter | 9900 |  |  |  |  | 9000 | 9900
32 | Alat Pengukuran Earthing | unit/day | 550000 |  |  |  |  | 500000 | 550000
33 | Eskavator kecil | unit/day | 1155000 | http://jayaciptapersada.com/sewa-penyewaan-alat-berat/ |  |  |  | 1050000 | 1155000
34 | Mesin Press | unit/day | 220000 |  |  |  |  | 200000 | 220000
35 | Peralatan Pengujian Baterai | unit/day | 308264 |  |  |  |  | 280240 | 308264
36 | Water Pump 30m3/day | unit-day | 52980.4 | Jurnal Sumatera Barat 2017 hal 112 |  |  |  | 48164 | 52980.4
37 | Truck Crane 35 to | unit/day | 8250000 | http://rentalmobilecrane.blogspot.co.id/p/list-harga-rental-crane.html |  |  |  | 7500000 | 8250000
38 | Stringing Equipment | unit/day | 11916666.6667 |  |  |  |  | 10833333.3333 | 11916666.6667
39 | Sagging Equipment | unit/day | 302500 |  |  |  |  | 275000 | 302500
40 | Sewa Klotok (Perahu bermotor) | unit/day | 275000 |  |  |  |  | 250000 | 275000
41 | Communication Equipment | unit/day | 97900 |  |  |  |  | 89000 | 97900
42 | Winch Machine Cap 3-5 ton | unit/day | 22916.3 |  |  |  |  | 20833 | 22916.3
43 | Sling | unit/day | 27500 |  |  |  |  | 25000 | 27500
44 | Megger | unit/day | 30800 |  |  |  |  | 28000 | 30800
45 | Earth Tester | unit/day | 165000 |  |  |  |  | 150000 | 165000
46 | Casing | unit/day | 132000 |  |  |  |  | 120000 | 132000
47 | Insulation Test Equipment | unit/day | 165000 |  |  |  |  | 150000 | 165000
48 | Supporting of Earthing Device | unit/day | 132000 |  |  |  |  | 120000 | 132000
IV | EQUIPMENT | [6 empty] | Journal | 1.1
1 | Steel saw | unit/day | 159500 | indoteknik.com |  |  |  | 145000 | 159500
2 | Hammer 4,5 kg Sellery Heavy Duty | unit/day | 229900 | indoteknik.com |  |  |  | 209000 | 229900
3 | Steel Chisel | unit/day | 204600 | indoteknik.com |  |  |  | 186000 | 204600
4 | Water Pump | unit/day | 524040 | Jurnal Sumatera Utara 2017 hal 79 |  |  |  | 476400 | 524040
5 | Hand Bor Machine | unit/day | 379500 | http://sewastamperkuda.yolasite.com/ |  |  |  | 345000 | 379500
6 | Welding Machine | unit/day | 891000 | http://www.anekasewajasa.com/?prm=sewa&cmd=detail&id=38 |  |  |  | 810000 | 891000
7 | Genset 5kvA include Bensin, Operator dan transport 10 jam | unit/day | 4287694.4 | Jurnal Sumatera Utara 2017 hal 79 |  |  |  | 3897904 | 4287694.4
8 | Main Frame Scaffolding 1.9 m | unit | 4287694.4 | Jurnal Sumatera Barat 2017 hal 112 |  |  |  | 13000 | 14300
9 | Jack Base Scaffolding | unit | 14300 | http://www.signalreadymix.co/harga-sewa-scaffolding-steger-terbaru#popup |  |  |  | 6500 | 7150
10 | Cross Brace | unit | 7150 | http://www.signalreadymix.co/harga-sewa-scaffolding-steger-terbaru#popup |  |  |  | 8500 | 9350
11 | Horizontal Frame Scaffolding | unit | 9350 | http://www.signalreadymix.co/harga-sewa-scaffolding-steger-terbaru#popup |  |  |  | 6500 | 7150
12 | Supporting of Equipment ( Welder and Cutting Machine ) | hour | 7150 | http://www.signalreadymix.co/harga-sewa-scaffolding-steger-terbaru#popup |  |  |  | 27142 | 29856.2
13 | Cangkul | unit | 29856.2 | Jurnal Bekasi 2015 |  |  |  | 63000 | 69300
14 | Singkup | unit | 69300 | Jurnal Bekasi 2017 Hal 347 |  |  |  | 56700 | 62370
15 | Linggis Besi Ulir L=110 cm dia. 1/4-1 " | unit | 62370 | Jurnal Bekasi 2017 Hal 347 |  |  |  | 150000 | 165000
16 | Pahat besi beton ujung lancip 19 mm | unit | 165000 | https://www.tokopedia.com/teknik-marine/linggis-besi-ulir-1-14-x-110cm |  |  |  | 72300 | 79530
17 | Drilling Machine | unit/day | 79530 | https://www.tokopedia.com/madu-madu/pahat-besi-beton-ulir-ujung-lancip-19-mm-ujung-tajam-pe-limited |  |  |  | 350000 | 385000
`18 | Computer + Printer | unit/day | 385000 |  |  |  |  | 175000 | 192500
V | JASA PENGUJIAN | [6 empty] | Jornal | 1.1
1 | Boring Mesin Kedalaman maksimum 30 m termasuk : | titik | 19965000 | http://surveysoil.blogspot.co.id/2016/02/menerima-jasa-survey-uji-sondir-dan.html |  |  |  | 18150000 | 19965000
| - Uji Penetrasi Standar (SPT) |  | 0
| - Uji Laboratorium Mektan |  | 3630000 | http://surveysoil.blogspot.co.id/2016/02/menerima-jasa-survey-uji-sondir-dan.html |  |  |  | 3300000 | 3630000
| - Uji Sifat Tanah |  | 159500 |  |  |  |  | 145000 | 159500
| - Pengambilan contoh tanah terganggu (Disturbed Sample) dilaksanakan pada setiap interval 2 meter atau pada setiap perubahan tanah. |  | 0 | [5 empty] | 0
2 | Sondir | titik | 3025000 | http://surveysoil.blogspot.co.id/2016/02/menerima-jasa-survey-uji-sondir-dan.html |  |  |  | 2750000 | 3025000
3 | Laporan pengujian termasuk : | set | 550000 |  |  |  |  | 500000 | 550000
| - 1set laporan hard copy (uraian kondisi awal, foto-foto pelaksanaan, hasil pengujian dan pengambilan sampel di lapangan, analisa dan rekomendasi) |  | 0 | [5 empty] | 0
| - 1set laporan soft copy dalam format CD (uraian kondisi awal, foto-foto pelaksanaan, hasil pengujian dan pengambilan sampel di lapangan, analisa dan rekomendasi) |  | 0 | [5 empty] | 0
4 | Sand Cone Test per 20 cm Layer | titik | 249260 |  |  |  |  | 226600 | 249260
5 | Pembuatan Sumur Bor dia pipa 4 inch | m | 275000 | http://harga.web.id/berapa-biaya-membuat-sumur-bor-sumur-air.info |  |  |  | 250000 | 275000
Note: | Schedule 2 (only owner Reference)

## PENGADAAN
BOQ
PEMBANGUNAN T/L 150 kV PASAMAN - SIMPANG EMPAT (SECTION 2)
2 CCT, ACSR 2 X 240/40 mm²
No. | URAIAN | SATUAN | VOLUME | HARGA SATUAN
|  |  |  | EXCLUDE PPN 10% | INCLUDE PPN 10% | TRANSPORTASI | ASURANSI | ROK | HARGA PENAWARAN
|  |  |  | (Rp) | (Rp) | (Rp) | (Rp) | (Rp) | (Rp)
1 | 2 | 3 | 4 | 5 | 6 = 1.1 x 5 | 7 = 3% x 5 | 8 = 0.25% x 5 | 9 = 10% x 5 | 10 = 6 + 7 + 8 + 9
[5 empty] | 110% | 3% | 0.25% | 20%
A | PENGADAAN MATERIAL
1 | KONDUKTOR & KAWAT TANAH :
| ACSR 240/40 mm² | m | 0
| GSW 55 mm² | m | 13868 | 14000 | 15400 | 420 | 35 | 2800 | 18655
| OPGW 60 mm² (24 Core) | m | 13868 | 43000 | 47300 | 1290 | 107.5 | 8600 | 57297.5
SUB TOTAL 1
2 | FITTING & ACCESSORIES KONDUKTOR PHASA DAN KAWAT TANAH
a | Suspension set untuk GSW 55 mm², lengkap dengan armour rods | Set | 35 | 511096 | 562205.6 | 15332.88 | 1277.74 | 102219.2 | 681035.42
b | Suspension set untuk OPGW 60 mm², lengkap dengan armour rods | Set | 35 | 768926 | 845818.6 | 23067.78 | 1922.315 | 153785.2 | 1024593.895
c | Tension set for GSW 55 mm² | Set | 13 | 1373693 | 1511062.3 | 41210.79 | 3434.2325 | 274738.6 | 1830445.9225
d | Tension set for OPGW 60 mm² | Set | 13 | 1500000 | 1650000 | 45000 | 3750 | 300000 | 1998750
e | Stockbridge type Vibration Damper untuk ACSR 240/40 mm² | Bh | 1236 | 348561.07 | 383417.177 | 10456.8321 | 871.4027 | 69712.214 | 464457.6258
f | Stockbridge type Vibration Damper untuk GSW 55 mm² | Bh | 103 | 268123.9 | 294936.29 | 8043.717 | 670.3098 | 53624.78 | 357275.0968
g | Stockbridge type Vibration Damper untuk OPGW 60 mm² | Bh | 103 | 326724.2 | 359396.62 | 9801.726 | 816.8105 | 65344.84 | 435359.9965
h | Compression midspan joint untuk ACSR 240/40 mm² | Bh | 85 | 675000 | 742500 | 20250 | 1687.5 | 135000 | 899437.5
i | Compression midspan joint untuk GSW 55 mm² | Bh | 7 | 370000 | 407000 | 11100 | 925 | 74000 | 493025
j | Junction Box untuk OPGW 60 mm², lengkap dengan mounting clamp | Bh | 4 | 7760224 | 8536246.4 | 232806.72 | 19400.56 | 1552044.8 | 10340498.48
k | Repair sleeve untuk ACSR 240 mm² | Bh | 5 | 300000 | 330000 | 9000 | 750 | 60000 | 399750
l | Line conductor spacer (jumper) 200 mm untuk ACSR 240 mm² | Bh | 168 | 248090 | 272899 | 7442.7 | 620.225 | 49618 | 330579.925
m | Line conductor spacer (span) 400 mm untuk ACSR 240/40 mm² | Bh | 1686 | 248090 | 272899 | 7442.7 | 620.225 | 49618 | 330579.925
| SUB TOTAL 2 |  |  |  | 0 | 0 | 0 | 0 | 0
[5 empty] | 0 | 0 | 0 | 0 | 0
3 | HARDWARE AND FITTING |  |  |  | 0 | 0 | 0 | 0 | 0 | 6 Fasa
a. | Single suspension set lengkap clamp, arching Horn, armour rods, untuk 2 x ACSR 240/40 mm² | Set | 180 | 2287483.8 | 2516232.18 | 68624.514 | 5718.7095 | 457496.76 | 3048072.1635 | 2160
b. | Double suspension set lengkap clamp, arching horn, armour rods, untuk 2 x ACSR 240/40 mm² | Set | 24 | 3267834 | 3594617.4 | 98035.02 | 8169.585 | 653566.8 | 4354388.805 | 576
c. | Single tension set lengkap clamp, arching horn, untuk 2 x ACSR 240/40 mm² | Set | 6 | 2647282.4 | 2912010.64 | 79418.472 | 6618.206 | 529456.48 | 3527503.798 | 72
d. | Double tension set lengkap clamp, arching horn, untuk 2 x ACSR 240/40 mm² | Set | 162 | 3781832 | 4160015.2 | 113454.96 | 9454.58 | 756366.4 | 5039291.14 | 3888
e. | Single tension inverted set lengkap clamp, arching horn, untuk 2 x ACSR 240/40 mm² | Set | 6 | 3330808 | 3663888.8 | 99924.24 | 8327.02 | 666161.6 | 4438301.66 | 72
f. | Jumper insulator set lengkap clamp, untuk 2 x ACSR 240/40 mm² | Set | 33 | 1380196 | 1518215.6 | 41405.88 | 3450.49 | 276039.2 | 1839111.17 | 396
| SUB TOTAL 3 | [8 empty] | 7164
4 | DISK INSULATOR
| Insulator (Porcelain, glass, polimer composit) type fog 120 kN | Set | 0 |  | 0 | 0 | 0 | 0 | 0
| Insulator (Porcelain, glass, polimer composit ) type normal 120 kN | Set | 597 | 224671.59 | 247138.749 | 6740.1477 | 561.679 | 44934.318 | 299374.8937
SUB TOTAL 4
JUMLAH I ( 1 + 2 + 3 + 4 )

## A.H.S.PEK 2 (hidden)
PEMBANGUNAN SUTT 150 kV KASONGAN - KUALA KURUN SECTION 1 (T.01 - T.150)
BREAKDOWN PRICE ANALYSIS FOR CIVIL WORKS
NO. |  | DESCRIPTION |  |  | UNIT | QTY |  | UNIT PRICE | TOTAL PRICE
LOCAL CURRENCY
PORTION
[8 empty] | (RUPIAH) | (RUPIAH)
(1) |  | (2) |  |  |  | (3) |  | (4) | (5) = (3) x (4)
an | 1 |  | 1 m2 plank name of project :
Material
|  |  | - | Playwood 18 mm | sheet | 1 | kg | 289800 | 289800
|  |  | - | Kayu meranti | m3 | 0.077 | m3 | 4192708.3333 | 322838.5417
|  |  | - | Colour wood paint | kg | 2.5 | m3 | 72450 | 181125
|  |  | - | Paku 5 cm and 7 cm | kg | 1.25 |  | 0 | 0
Upah
|  |  | - | Worker | man-day | 1 | orang-hari | 127650 | 127650
|  |  | - | Carpenter | man-day | 1 | orang-hari | 127650 | 127650
| ` |  | - | Paint Worker | man-day | 1.5 | orang-hari | 127650 | 191475
|  |  | - | Worker Chief | man-day | 0.1 |  | 255300 | 25530
|  |  | - | Foreman | man-day | 0.1 | orang-hari | 169050 | 16905
1282973.5417
an | 2 |  | 1 m' Bouwplank :
Material
|  |  | - | Papan meranti 3/20 | m3 | 0.007 | kg | 4192708.3333 | 29348.9583
|  |  | - | Kayu meranti 5/7 | m3 | 0.0012 | m3 | 4192708.3333 | 5031.25
|  |  | - | Paku 2”-3” | kg | 0.02 | m3 | 0 | 0
Upah
|  |  | - | Worker | man-day | 0.1 | orang-hari | 127650 | 12765
|  |  | - | Carpenter | man-day | 0.1 | orang-hari | 127650 | 12765
|  |  | - | Worker Chief | man-day | 0.01 |  | 255300 | 2553
|  |  | - | Foreman | man-day | 0.005 | orang-hari | 169050 | 845.25
63308.4583
an | 3 |  | 1 Ls Foundation Setting stub tower :
Material
|  |  | - | Papan meranti 3/20 | m3 | 0.007 | kg | 4192708.3333 | 29348.9583
|  |  | - | Kayu meranti 5/7 | m3 | 0.012 | m3 | 4192708.3333 | 50312.5
|  |  | - | Paku 2”-3” | kg | 0.02 | m3 | 0 | 0
Rent of Equipment
|  |  | - | Theodolit | hour | 0.25 | jam | 38812.5 | 9703.125
Upah
|  |  | - | Worker | man-day | 0.3 | orang-hari | 127650 | 38295
|  |  | - | Carpenter | man-day | 0.2 | orang-hari | 127650 | 25530
|  |  | - | Foreman | man-day | 1 |  | 169050 | 169050
|  |  | - | Surveyor | man-day | 1 |  | 345000 | 345000
667239.5833
an | 4 |  | 1 m3 Excavation of Soil :
|  |  | - | Worker | man-day | 1.05 | orang-hari | 127650 | 134032.5 |  |  |  | 56606
|  |  | - | Foreman | man-day | 0.067 | orang-hari | 169050 | 11326.35 |  |  |  | 3036
[9 empty] | 145358.85 |  |  |  | 59642
an | 5 |  | 1 m2 Site Clearing :
|  |  | - | Worker | man-day | 0.1 | orang-hari | 127650 | 12765 |  |  |  | 56606
|  |  | - | Foreman | man-day | 0.05 | orang-hari | 169050 | 8452.5 |  |  |  | 3036
[9 empty] | 21217.5 |  |  |  | 59642
an | 5a |  | 1 KMR Bus Clearing :
Upah
|  |  | - | Worker | man-day | 30 | orang-hari | 127650 | 3829500 |  |  |  | 56606
|  |  | - | Foreman | man-day | 5 | orang-hari | 169050 | 845250 |  |  |  | 3036
|  |  | Rent of Equipment | [5 empty] | 0
|  |  | - | Saw Machine | unit-day | 2 |  | 267375 | 534750
[9 empty] | 5209500 |  |  |  | 59642
an | 6 |  | 1 m3 Excavation of Rock :
|  |  | - | Worker | man-day | 1 | orang-hari | 127650 | 127650 |  |  |  | 136400
|  |  | - | Foreman | man-day | 0.032 | orang-hari | 169050 | 5409.6 |  |  |  | 10120
[9 empty] | 133059.6 |  |  |  | 146520
an | 7 |  | 1 m3 Excavation of Mud/clay :
|  |  | - | Worker | man-day | 1.22 | orang-hari | 127650 | 155733 |  |  |  | 136400
|  |  | - | Foreman | man-day | 0.122 | orang-hari | 169050 | 20624.1 |  |  |  | 10120
[9 empty] | 176357.1 |  |  |  | 146520
an | 8 |  | 1 m3 BackFilling :
|  |  | - | Worker | man-day | 0.5 | orang-hari | 127650 | 63825 |  |  |  | 22506
|  |  | - | Foreman | man-day | 0.05 | orang-hari | 169050 | 8452.5 |  |  |  | 1012
[9 empty] | 72277.5 |  |  |  | 23518
an | 9 |  | 1 m3 Compacted Sand Layer :
Material
|  |  | - | Sand | m3 | 1.2 | m3 | 258750 | 310500 |  |  |  | 245630
Rent of Equipment
|  |  | - | Stamper | hour | 0.1 |  | 23287.5 | 2328.75 |  |  |  | 20250
Upah
|  |  | - | Worker | man-day | 0.5 | orang-hari | 127650 | 63825 |  |  |  | 20460
|  |  | - | Foreman | man-day | 0.05 | orang-hari | 169050 | 8452.5 |  |  |  | 1012
[9 empty] | 385106.25 |  |  |  | 287352
an | 10 |  | 1 m3 Lean concrete K100 (f'c = 7.4 Mpa)
Material
|  |  | - | Portland Cemen (PC) | kg | 230 | kg | 1570.9 | 361307 |  |  |  | 357500
|  |  | - | Sand | m3 | 0.55812 | m3 | 258750 | 144414.8437 |  |  |  | 111650
|  |  | - | Split | m3 | 0.73357 | m3 | 575000 | 421803.5714 |  |  |  | 242000
|  |  | - | Water | liter | 200 |  | 30 | 6000
|  |  | Upah | [9 empty] | 83600
|  |  | - | Brick Layer | man-day | 0.2 | orang-hari | 143750 | 28750 |  |  |  | 409200
|  |  | - | Worker | man-day | 1.2 | orang-hari | 127650 | 153180 |  |  |  | 30360
|  |  | - | Worker chief | man-day | 0.02 |  | 255300 | 5106
|  |  | - | Foreman | man-day | 0.06 | orang-hari | 169050 | 10143 |  |  |  | 1234310
1130704.4152
an | 11 |  | 1 m3 Concrete K 100 (fc' 7.4 MPa) :
Material
|  |  | - | Portland Cemen (PC) | kg | 247 | kg | 1570.9 | 388012.3 | 247
|  |  | - | Sand | m3 | 0.621 | m3 | 258750 | 160683.75 | 0,621
|  |  | - | Split | m3 | 0.74 | m3 | 575000 | 425500 | 0,74
|  |  | - | Water | liter | 215 |  | 30 | 6450 | 215
Rent of Equipment
|  |  | - | Molen of Machine | hour | 0.25 | jam | 23958.3333 | 5989.5833 | 0,250
Upah
|  |  | - | Brick Layer | man-day | 0.189 | orang-hari | 143750 | 27168.75 | 0,189
|  |  | - | Worker | man-day | 1.323 | orang-hari | 127650 | 168880.95 | 1323
|  |  | - | Worker chief | man-day | 0.019 |  | 255300 | 4850.7 | 0,019 | 158125
|  |  | - | Foreman | man-day | 0.132 | orang-hari | 169050 | 22314.6 | 0,132
1209850.6333
an | 12 |  | 1 m3 Concrete K 125 (fc' 9.8 MPa) :
Material
|  |  | - | Portland Cemen (PC) | kg | 276 | kg | 1570.9 | 433568.4 | 276
|  |  | - | Sand | m3 | 0.5175 | m3 | 258750 | 133903.125 | 828 | 0.5175
|  |  | - | Split | m3 | 0.72286 | m3 | 575000 | 415642.775 | 1012 | 0.72286
|  |  | - | Water | liter | 215 |  | 30 | 6450 | 215
Rent of Equipment
|  |  | - | Molen of Machine | hour | 0.25 | jam | 23958.3333 | 5989.5833 | 0,250
Upah
|  |  | - | Brick Layer | man-day | 0.189 | orang-hari | 143750 | 27168.75 | 0,189
|  |  | - | Worker | man-day | 1.323 | orang-hari | 127650 | 168880.95 | 1323
|  |  | - | Worker Chief | man-day | 0.019 |  | 255300 | 4850.7 | 0,019
|  |  | - | Foreman | man-day | 0.132 | orang-hari | 169050 | 22314.6 | 0,132
1218768.8833
an | 13 |  | 1 m3 Concrete K 150 (fc' 12.2 MPa) :
Material
|  |  | - | Portland Cemen (PC) | kg | 299 | kg | 1570.9 | 469699.1 | 299
|  |  | - | Sand | m3 | 0.49938 | m3 | 258750 | 129213.2812 | 799 | 0.49938
|  |  | - | Split | m3 | 0.72643 | m3 | 575000 | 417696.675 | 1017 | 0.72643
|  |  | - | Water | liter | 215 |  | 30 | 6450 | 215
Rent of Equipment
|  |  | - | Molen of Machine | hour | 0.25 | jam | 23958.3333 | 5989.5833 | 0,250
Upah
|  |  | - | Brick Layer | man-day | 0.189 | orang-hari | 143750 | 27168.75 | 0,189
|  |  | - | Worker | man-day | 1.323 | orang-hari | 127650 | 168880.95 | 1323
|  |  | - | Worker Chief | man-day | 0.019 |  | 255300 | 4850.7 | 0,019
|  |  | - | Foreman | man-day | 0.132 | orang-hari | 169050 | 22314.6 | 0,132
1252263.6396
an | 14 |  | 1 m3 Concrete K 175 (fc' 14.5 MPa) :
|  |  | Material | [9 empty] | 486200
|  |  | - | Portland Cemen (PC) | kg | 326 | kg | 1570.9 | 512113.4 | 326 |  |  | 120582
|  |  | - | Sand | m3 | 0.475 | m3 | 258750 | 122906.25 | 760 | 0.475 |  | 206184
|  |  | - | Split | m3 | 0.735 | m3 | 575000 | 422625 | 1029 | 0.735
|  |  | - | Water | liter | 215 |  | 30 | 6450 | 215
|  |  | Rent of Equipment | [9 empty] | 24750
|  |  | - | Molen of Machine | hour | 0.25 | jam | 23958.3333 | 5989.5833 | 0.25 |  |  | 18000
|  |  | Upah | [9 empty] | 83600
|  |  | - | Brick Layer | man-day | 0.189 | orang-hari | 143750 | 27168.75 | 0,189 |  |  | 409200
|  |  | - | Worker | man-day | 1.323 | orang-hari | 127650 | 168880.95 | 1323 |  |  | 30360
|  |  | - | Worker Chief | man-day | 0.019 |  | 255300 | 4850.7 | 0,019
|  |  | - | Foreman | man-day | 0.132 | orang-hari | 169050 | 22314.6 | 0,132 |  |  | 1378876
1293299.2333
an | 15 |  | 1 m3 Concrete K 200 (fc' 16.9 MPa) :
Material
|  |  | - | Portland Cemen (PC) | kg | 352 | kg | 1570.9 | 552956.8 | 352
|  |  | - | Sand | m3 | 0.45687 | m3 | 258750 | 118216.4062 | 731
|  |  | - | Split | m3 | 0.73643 | m3 | 575000 | 423446.4286 | 1031
|  |  | - | Water | liter | 215 |  | 30 | 6450 | 215
Rent of Equipment
|  |  | - | Molen of Machine | hour | 0.25 | jam | 23958.3333 | 5989.5833 | 0,250
Upah
|  |  | - | Brick Layer | man-day | 0.189 | orang-hari | 143750 | 27168.75 | 0,189
|  |  | - | Worker | man-day | 1.323 | orang-hari | 127650 | 168880.95 | 1323
|  |  | - | Worker Chief | man-day | 0.019 |  | 255300 | 4850.7 | 0,019
|  |  | - | Foreman | man-day | 0.132 | orang-hari | 169050 | 22314.6 | 0,132
1330274.2182
an | 16 |  | 1 m3 Concrete K 225 (fc' 19.3 MPa) :
Material
|  |  | - | Portland Cemen (PC) | kg | 371 | kg | 1570.9 | 582803.9 | 371
|  |  | - | Sand | m3 | 0.43625 | m3 | 258750 | 112879.6875 | 698
|  |  | - | Split | m3 | 0.74786 | m3 | 575000 | 430017.8571 | 1047
|  |  | - | Water | liter | 215 |  | 30 | 6450 | 215
Rent of Equipment
|  |  | - | Molen of Machine | hour | 0.25 | jam | 23958.3333 | 5989.5833 | 0,250
Upah
|  |  | - | Brick Layer | man-day | 0.189 | orang-hari | 143750 | 27168.75 | 0,189
|  |  | - | Worker | man-day | 1.323 | orang-hari | 127650 | 168880.95 | 1323
|  |  | - | Worker Chief | man-day | 0.019 |  | 255300 | 4850.7 | 0,019
|  |  | - | Foreman | man-day | 0.132 | orang-hari | 169050 | 22314.6 | 0,132
1361356.028
an | 17 |  | 1 m3 Concrete K 250 (fc' 21.7 MPa) :
Material
|  |  | - | Portland Cemen (PC) | kg | 384 | kg | 1570.9 | 603225.6 | 384
|  |  | - | Sand | m3 | 0.4325 | m3 | 258750 | 111909.375 | 692
|  |  | - | Split | m3 | 0.74214 | m3 | 575000 | 426732.1429 | 1039
|  |  | - | Water | liter | 215 |  | 30 | 6450 | 215
Rent of Equipment
|  |  | - | Molen of Machine | hour | 0.25 | jam | 23958.3333 | 5989.5833 | 0,250
Upah
|  |  | - | Brick Layer | man-day | 0.189 | orang-hari | 143750 | 27168.75 | 0,189
|  |  | - | Worker | man-day | 1.323 | orang-hari | 127650 | 168880.95 | 1323
|  |  | - | Worker Chief | man-day | 0.019 |  | 255300 | 4850.7 | 0,019
|  |  | - | Foreman | man-day | 0.132 | orang-hari | 169050 | 22314.6 | 0,132
1377521.7012
an | 18 |  | 1 m3 Concrete K 275 (fc' 24.0 MPa) :
Material
|  |  | - | Portland Cemen ( PC ) | kg | 406 |  | 1570.9 | 637785.4 | 406
|  |  | - | Sand | m3 | 0.4275 |  | 258750 | 110615.625 | 684
|  |  | - | Split | m3 | 0.73286 |  | 575000 | 421392.8571 | 1026
|  |  | - | Water | liter | 215 |  | 30 | 6450 | 215
Rent of Equipment
|  |  | - | Molen Machine | hour | 0.25 |  | 23958.3333 | 5989.5833 | 0.25
Upah
|  |  | - | Brick Layer | man-day | 0.189 |  | 143750 | 27168.75 | 0.189
|  |  | - | Worker | man-day | 1.323 |  | 127650 | 168880.95 | 1.323
|  |  | - | Worker Chief | man-day | 0.019 |  | 255300 | 4850.7 | 0.019
|  |  | - | Foreman | man-day | 0.132 |  | 169050 | 22314.6 | 0.132
1405448.4655
an | 19 |  | 1 m3 Concrete K 300 (fc' 26.4 MPa) :
Material
|  |  | - | Portland Cemen ( PC ) | kg | 413 |  | 1570.9 | 648781.7 | 413
|  |  | - | Sand | m3 | 0.42563 |  | 258750 | 110130.4688 | 681 | 0.42563
|  |  | - | Split | m3 | 0.72929 |  | 575000 | 419339.2857 | 1021 | 0.72929
|  |  | - | Water | liter | 215 |  | 30 | 6450 | 215
Rent of Equipment
|  |  | - | Molen Machine | hour | 0.25 |  | 23958.3333 | 5989.5833 | 0.25
Upah
|  |  | - | Brick Layer | man-day | 0.189 |  | 143750 | 27168.75 | 0.189
|  |  | - | Worker | man-day | 1.323 |  | 127650 | 168880.95 | 1.323
|  |  | - | Worker Chief | man-day | 0.019 |  | 255300 | 4850.7 | 0.019
|  |  | - | Foreman | man-day | 0.132 |  | 169050 | 22314.6 | 0.132
1413906.0378
an | 20 |  | 1 m3 Concrete K 325 (fc' 28.8 MPa) :
Material
|  |  | - | Portland Cemen ( PC ) | kg | 439 |  | 1570.9 | 689625.1 | 439
|  |  | - | Sand | m3 | 0.41875 |  | 258750 | 108351.5625 | 670 | 0.41875
|  |  | - | Split | m3 | 0.71857 |  | 575000 | 413178.5714 | 1006 | 0.71857
|  |  | - | Water | liter | 215 |  | 30 | 6450 | 215
Rent of Equipment
|  |  | - | Molen Machine | hour | 0.25 |  | 23958.3333 | 5989.5833 | 0.25
Upah
|  |  | - | Brick Layer | man-day | 0.24 |  | 143750 | 34500 | 0.24
|  |  | - | Worker | man-day | 1.68 |  | 127650 | 214452 | 1.68
|  |  | - | Worker Chief | man-day | 0.024 |  | 255300 | 6127.2 | 0.024
|  |  | - | Foreman | man-day | 0.168 |  | 169050 | 28400.4 | 0.168
1507074.4173
an | 21 |  | 1 m3 Concrete K 350 (fc' 31.2 MPa) :
Material
|  |  | - | Portland Cemen ( PC ) | kg | 448 |  | 1570.9 | 703763.2 | 448
|  |  | - | Sand | m3 | 0.41687 |  | 258750 | 107866.4062 | 667 | 0.41687
|  |  | - | Split | m3 | 0.71429 |  | 575000 | 410714.2857 | 1000 | 0.71429
|  |  | - | Water | liter | 215 |  | 30 | 6450 | 215
Rent of Equipment
|  |  | - | Molen Machine | hour | 0.25 |  | 23958.3333 | 5989.5833 | 0.25
Upah
|  |  | - | Brick Layer | man-day | 0.24 |  | 143750 | 34500 | 0.24
|  |  | - | Worker | man-day | 1.68 |  | 127650 | 214452 | 1.68
|  |  | - | Worker Chief | man-day | 0.024 |  | 255300 | 6127.2 | 0.024 |  | 158125
|  |  | - | Foreman | man-day | 0.168 |  | 169050 | 28400.4 | 0.168
1518263.0753
an | 22 |  | 1 m3 Concrete K500 (fc' 45 Mpa) :
Material
|  |  | - | Portland Cemen ( PC ) | kg | 588 |  | 1570.9 | 923689.2 | 840840
|  |  | - | Sand | m3 | 0.504 |  | 258750 | 130410 | 112543
|  |  | - | Split | m3 | 0.664 |  | 575000 | 381800 | 160688
Rent of Equipment
|  |  | - | Molen Machine | hour | 1.2 |  | 23958.3333 | 28750 | 24750
Upah
|  |  | - | Brick Layer | man-day | 1 |  | 143750 | 143750 | 83600
|  |  | - | Worker | man-day | 6 |  | 127650 | 765900 | 409200
|  |  | - | Worker Chief | man-day | 0.024 |  | 255300 | 6127.2 | 0.024
|  |  | - | Foreman | man-day | 0.3 |  | 169050 | 50715 | 30360
2431141.4
an | 23a |  |  | Concrete Test (per usia/7,14,28)
Rent of Equipment
|  |  | - | Cube Molding | pcs/month | 3 |  | 50000 | 150000
|  |  | - | Compression Test | pcs/month | 3 |  | 100000 | 300000
|  |  | Upah | [5 empty] | 0
|  |  | - | Worker | man-day | 0.25 |  | 127650 | 31912.5
|  |  | - | Engineer | man-day | 0.375 |  | 448500 | 168187.5
|  |  | Transportation |  | ls | 1 |  | 750000 | 750000
1400100
an | 23 |  | 1 m3 Stone Masonry 1 PC : 3 Sand :
Material
|  |  | - | Crushed Stone | m3 | 1.2 | m3 | 575000 | 690000 | 1.2
|  |  | - | Portland Cemen (PC) | kg | 202 | kg | 1570.9 | 317321.8 | 202
|  |  | - | Sand | m3 | 0.485 | m3 | 258750 | 125493.75 | 0.485
Upah
|  |  | - | Brick Layer | man-day | 0.75 | orang-hari | 143750 | 107812.5 | 0.75
|  |  | - | Worker | man-day | 1.5 | orang-hari | 127650 | 191475 | 1.5
|  |  | - | Worker Chief | man-day | 0.075 |  | 255300 | 19147.5 | 0.075
|  |  | - | Foreman | man-day | 0.075 | orang-hari | 169050 | 12678.75 | 0.075
1463929.3
an | 24 |  | 1 m3 Gabion :
Material
|  |  | - | Crushed Stone | m3 | 1.4 | m3 | 575000 | 805000 | 4200
|  |  | - | Galvanis of Wire dia 3 mm | kg | 11.1775 | kg | 0 | 0 | 32296
Upah
|  |  | - | Worker | man-day | 1.68 | orang-hari | 127650 | 214452 | 4860
|  |  | - | Brick layer | man-day | 0.7 | orang-hari | 143750 | 100625 | 1620
|  |  | - | Steel worker | man-day | 0.56 |  | 127650 | 71484 | 2100
|  |  | - | Foreman | man-day | 0.238 | orang-hari | 169050 | 40233.9 | 0,696
1231794.9
an | 25 |  | 1 m² Plaster 1 PC : 4 Sand, thicknes 15 mm
Material
|  |  | - | Portland Cemen (PC) | kg | 6.24 | kg | 1570.9 | 9802.416 | 6240
|  |  | - | Sand | m3 | 0.024 | m3 | 258750 | 6210 | 0,024
Upah
|  |  | - | Brick Layer | man-day | 0.15 | orang-hari | 143750 | 21562.5 | 0,150 | 158125
|  |  | - | Worker | man-day | 0.3 | orang-hari | 127650 | 38295 | 0,300
|  |  | - | Worker Chief | man-day | 0.015 |  | 255300 | 3829.5 | 0,015
|  |  | - | Foreman | man-day | 0.015 | orang-hari | 169050 | 2535.75 | 0,015
82235.166
an | 26 |  | 1 m² Brafend 1 PC : 5 Sand, thicknes 15 mm
Material
|  |  | - | Portland Cemen (PC) | kg | 5.184 | kg | 1570.9 | 8143.5456 | 5184
|  |  | - | Sand | m3 | 0.026 | m3 | 258750 | 6727.5 | 0,026
Upah
|  |  | - | Brick Layer | man-day | 0.075 | orang-hari | 143750 | 10781.25 | 0,075
|  |  | - | Worker | man-day | 0.3 | orang-hari | 127650 | 38295 | 0.15
|  |  | - | Worker Chief | man-day | 0.008 | orang-hari | 255300 | 2042.4 | 0,008
|  |  | - | Foreman | man-day | 0.008 | orang-hari | 169050 | 1352.4 | 0,008
67342.0956
an | 27 |  | 100 Kg Steel Work U 24 - BJTP 24
Material
|  |  | - | Plain Reinforced of Steel U 24 - BJTP 24 | kg | 105 |  | 10925 | 1147125 | 105
|  |  | - | Concrete of Wire | kg | 1.5 |  | 0 | 0 | 1,5
Upah
|  |  | - | Steel Worker | man-day | 0.7 |  | 127650 | 89355 | 0,700
|  |  | - | Worker | man-day | 0.7 |  | 127650 | 89355 | 0,700
|  |  | - | Worker Chief | man-day | 0.07 |  | 255300 | 17871 | 0,070
|  |  | - | Foreman | man-day | 0.07 |  | 169050 | 11833.5 | 0,070
[9 empty] | 1355539.5 |  | 13555.395
an | 28 |  | 100 Kg Steel Work U 32 - BJTD 40
Material
|  |  | - | Screew Reinfoced of Steel U 39 - BJTD 39 | kg | 105 | kg | 11500 | 1207500 | 105
|  |  | - | Concrete of Wire | kg | 1.5 | kg | 0 | 0 | 1,5
Upah
|  |  | - | Steel Worker | man-day | 0.7 | orang-hari | 127650 | 89355 | 0,700
|  |  | - | Worker | man-day | 0.7 | orang-hari | 127650 | 89355 | 0,700
|  |  | - | Worker Chief | man-day | 0.07 |  | 255300 | 17871 | 0,070
|  |  | - | Foreman | man-day | 0.07 | orang-hari | 169050 | 11833.5 | 0,070
[9 empty] | 1415914.5 |  | 14159.145
an | 29 |  | 1,00 Ton Steel of Structures for Tower & Gantry
Material
|  |  | - | Galvanis of Steel angle HTS | ton | 0.65 |  | 23000000 | 14950000
|  |  | - | Galvanis of Steel angle MS | ton | 0.35 | ton | 20125000 | 7043750
|  |  | - | Galvanis Bolt and Nuts | kg | 120 | buah | 31625 | 3795000
|  |  | - | Galvanis of Steel Plate | ton | 0.035 | ton | 20125000 | 704375
|  |  | Rent of Equipment | [6 empty] | Tidak ada di PMPU
|  |  | - | Drilling of Machine | hour | 1 |  | 112307.85 | 112307.85
|  |  | - | Supporting of Equipment ( Welder and Cutting Machine ) | hour | 1 |  | 55890 | 55890
Upah
|  |  | - | Steel Worker | man-day | 15 | orang-hari | 127650 | 1914750
|  |  | - | Worker | man-day | 25 | orang-hari | 127650 | 3191250
|  |  | - | Supevision | man-day | 2 | orang-hari | 169050 | 338100
32105422.85
an | 30 |  | 1 m2 Formwork Foundation:
Material
|  |  | - | 3/20 cm Wooden plank class II | m3 | 0.028 | lembar | 4192708.3333 | 117395.8333
|  |  | - | Wooden 5/7 cm | m3 | 0.122 | m3 | 4192708.3333 | 511510.4167
|  |  | - | Paku 5 cm and 7 cm | kg | 0.4 |  | 0 | 0
|  |  | - | Oil formwork | Ltr | 0.2 | kg | 4000 | 800
0
|  |  | Upah | [5 empty] | 0
|  |  | - | Carpenter | man-day | 0.27 | orang-hari | 127650 | 34465.5
|  |  | - | Worker | man-day | 0.54 | orang-hari | 127650 | 68931
|  |  | - | Worker Chief | man-day | 0.027 |  | 143750 | 3881.25
|  |  | - | Foreman | man-day | 0.054 | orang-hari | 169050 | 9128.7
746112.7
an | 31 |  | 1 m2 Demolishing Formwork for foundation
Upah
|  |  | - | Worker | man-day | 0.04 | orang-hari | 127650 | 5106
|  |  | - | Foreman | man-day | 0.004 | orang-hari | 169050 | 676.2
5782.2
an | 32 |  | 1 m Point Driven Pile of Dolken
Material
|  |  | - | Dolken dia 10 cm, Lenght 4 m' | stick | 1.05 | batang | 28991.5 | 30441.075
Rent Of Equipment
|  |  | - | Driven Pile of Machine | hour | 0.05 |  | 310500 | 15525
|  |  | - | Tripod height 5 m | hour | 0.05 |  | 28750 | 1437.5
|  |  | - | Pile connection | hour | 0.25 |  | 31625 | 7906.25
Upah
|  |  | - | Worker | man-day | 0.4 | orang-hari | 127650 | 51060
|  |  | - | Foreman | man-day | 0.04 | orang-hari | 169050 | 6762
|  |  | - | Brick layer | man-day | 0.05 |  | 127650 | 6382.5
119514.325
an | 33 |  | 1 m' Bored Pile Concrete
Material
|  |  | - | Bored pile dia 40 cm | m | 1 |  | 200000 | 200000
|  |  | - | Concrete K 225 | m3 | 0.13 |  | 1361356.028 | 176976.2836
|  |  | - | Screew Reinfoced of Steel U 39 - BJTD 40 | kg | 7.5 |  | 11500 | 86250
|  |  | - | Casing | ls | 1 |  | 43470 | 43470
|  |  | - | Fuel | lt | 0.5 |  | 11500 | 5750
Rent of Equipment
|  |  | - | Drilling Pile of Machine | hour | 0.15 |  | 310500 | 46575
|  |  | - | Pipe Tremi | hour | 0.15 |  | 37260 | 5589
|  |  | - | Theodolit | hour | 0.15 |  | 38812.5 | 5821.875
|  |  | - | Supporting of Equipment ( Welder and Cutting Machine ) | hour | 0.15 |  | 55890 | 8383.5
Mobilization
|  |  | - | Mobilisasion of Drilling or Driven Machine | ls | 0.004 |  | 34500000 | 138000
Upah
|  |  | - | Worker | man-day | 0.1 |  | 127650 | 12765
|  |  | - | Foreman | man-day | 0.01 |  | 169050 | 1690.5
|  |  | - | Operator | man-day | 0.05 |  | 139150 | 6957.5
|  |  | - | Engineer | man-day | 0.025 |  | 448500 | 11212.5
|  |  | - | Surveyor | man-day | 0.01 |  | 345000 | 3450
752891.1586
an | 34 |  | 1 m' Pilling (Concrete Pile 30 x 30 cm)
Material
|  |  | - | Concrete pile 30x30 cm | m | 1.03 |  | 130000 | 133900
Rent of Equipment
|  |  | - | Tripod height 5 m | hour | 0.0312 |  | 28750 | 897
|  |  | - | Pile equipment + Hammer 2 ton | hour | 0.0312 |  | 35218.75 | 1098.825
|  |  | - | Link pile equipment | hour | 0.25 |  | 55890 | 13972.5
Upah
|  |  | - | Worker | man-day | 0.25 |  | 127650 | 31912.5
|  |  | - | Worker Chief | man-day | 0.0312 |  | 255300 | 7965.36
|  |  | - | Foreman | man-day | 0.025 |  | 169050 | 4226.25
193972.435
an | 35 |  | 1.0 Ton Sortir Material of Tower
Upah
|  |  | - | Worker | man-day | 6 | orang-hari | 127650 | 765900
|  |  | - | Foreman | man-day | 1 | orang-hari | 169050 | 169050
934950
an | 36 |  | 1 ton Erection Tower
Upah
|  |  | - | Steel Worker | man-day | 5 | orang-hari | 127650 | 638250
|  |  | - | Worker | man-day | 9 | orang-hari | 127650 | 1148850
|  |  | - | Foreman | man-day | 1 | orang-hari | 169050 | 169050
|  |  | - | Engineer | man-day | 0.5 | orang-hari | 448500 | 224250
1 kg =2000
Rent of Equipment
|  |  | - | Bamboo | stick | 8 | batang | 17250 | 138000
|  |  | - | Pully | unit-day | 3 | buah / hari | 15333.3333 | 46000
|  |  | - | Cord | meter | 10 | meter | 11923.2 | 119232
2483632
an | 37 |  | 1 ton Dismantling Materials and Accessories Tower
Upah
|  |  | - | Steel Worker | man-day | 4 | orang-hari | 127650 | 510600
|  |  | - | Worker | man-day | 8 | orang-hari | 127650 | 1021200
|  |  | - | Foreman | man-day | 1 | orang-hari | 169050 | 169050
|  |  | - | Engineer expert | man-day | 0.5 | orang-hari | 486833.3333 | 243416.6667
Rent of Equipment
|  |  | - | Bamboo | stick | 8 | batang | 17250 | 138000
|  |  | - | Pully | unit-day | 3 | buah / hari | 15333.3333 | 46000
|  |  | - | Cord | meter | 10 | meter | 11923.2 | 119232
2247498.6667
an | 38A |  | 1.0 Ton Transportation of Material Tower (0 - 20 km)
Upah
|  |  | - | Driver | man-day | 0.1 | orang-hari | 139150 | 13915
|  |  | - | Worker | man-day | 0.5 | orang-hari | 127650 | 63825
|  |  | - | Steel Worker | man-day | 0.1 |  | 127650 | 12765
|  |  | - | Foreman | man-day | 0.1 |  | 169050 | 16905
Rent of Equipment
|  |  | - | Car ( Truck ) | unit-day | 0.02 | unit - hari | 690000 | 13800
|  |  | - | Forklift | hour | 0.1 |  | 223560 | 22356
Material :
|  |  | - | BBM / solar | lt | 5 | liter | 11500 | 57500
201066
an | 38B |  | 1.0 Ton Transportation of Material Tower (20 - 40 km)
Upah
|  |  | - | Driver | man-day | 0.1 | orang-hari | 139150 | 13915
|  |  | - | Worker | man-day | 0.5 | orang-hari | 127650 | 63825
|  |  | - | Steel Worker | man-day | 0.1 |  | 127650 | 12765
|  |  | - | Foreman | man-day | 0.1 |  | 169050 | 16905
Rent of Equipment
|  |  | - | Car ( Truck ) | unit-day | 0.04 | unit - hari | 690000 | 27600
|  |  | - | Forklift | hour | 0.1 |  | 223560 | 22356
Material :
|  |  | - | BBM / solar | lt | 10 | liter | 11500 | 115000
272366
an | 38C |  | 1.0 Ton Transportation of Material Tower (40 - 60 km)
Upah
|  |  | - | Driver | man-day | 0.1 | orang-hari | 139150 | 13915
|  |  | - | Worker | man-day | 0.5 | orang-hari | 127650 | 63825
|  |  | - | Steel Worker | man-day | 0.1 |  | 127650 | 12765
|  |  | - | Foreman | man-day | 0.1 |  | 169050 | 16905
Rent of Equipment
|  |  | - | Car ( Truck ) | unit-day | 0.06 | unit - hari | 690000 | 41400
|  |  | - | Forklift | hour | 0.15 |  | 223560 | 33534
Material :
|  |  | - | BBM / solar | lt | 15 | liter | 11500 | 172500
354844
an | 38D |  | 1.0 Ton Transportation of Material Tower (60 - 80 km)
Upah
|  |  | - | Driver | man-day | 0.1 | orang-hari | 139150 | 13915
|  |  | - | Worker | man-day | 0.5 | orang-hari | 127650 | 63825
|  |  | - | Steel Worker | man-day | 0.1 |  | 127650 | 12765
|  |  | - | Foreman | man-day | 0.1 |  | 169050 | 16905
Rent of Equipment
|  |  | - | Car ( Truck ) | unit-day | 0.08 | unit - hari | 690000 | 55200
|  |  | - | Forklift | hour | 0.2 |  | 223560 | 44712
Material :
|  |  | - | BBM / solar | lt | 20 | liter | 11500 | 230000
437322
an | 38E |  | 1.0 Ton Transportation of Material Tower (80 - 100 km)
Upah
|  |  | - | Driver | man-day | 0.1 | orang-hari | 139150 | 13915
|  |  | - | Worker | man-day | 0.5 | orang-hari | 127650 | 63825
|  |  | - | Steel Worker | man-day | 0.1 |  | 127650 | 12765
|  |  | - | Foreman | man-day | 0.1 |  | 169050 | 16905
Rent of Equipment
|  |  | - | Car ( Truck ) | unit-day | 0.1 | unit - hari | 690000 | 69000
|  |  | - | Forklift | hour | 0.25 |  | 223560 | 55890
Material :
|  |  | - | BBM / solar | lt | 25 | liter | 11500 | 287500
519800
an | 39 |  | 1 m3 Handling of Material Foundation
Upah
|  |  | - | Worker | man-day | 1.3 | orang-hari | 127650 | 165945
|  |  | - | Foreman | man-day | 0.065 |  | 169050 | 10988.25
176933.25
an | 40 |  | 1 Unit Transportation Stringing of Equipment
Upah
|  |  | - | Driver | man-day | 1 | orang-hari | 139150 | 139150
|  |  | - | Worker Stringging | man-day | 10 | orang-hari | 217005 | 217005
|  |  | - | Foreman TL | man-day | 1 |  | 169050 | 169050
Rent of Equipment
|  |  | - | Car ( Truck ) | unit-day | 1 | unit - hari | 690000 | 690000
|  |  | - | Forklift | hour | 4.00 |  | 223560 | 223560
Material :
|  |  | - | BBM / solar | lt | 25 | liter | 11500 | 11500
1450265
an | 41 |  | 1 KMS Stringing of conductor
Upah
|  |  | - | Worker Stringging | man-day | 80 | orang-hari | 217005 | 17360400 | [6 empty] | 20 | orang | 4 | hari | 80
|  |  | - | Foreman TL | man-day | 8 | orang-hari | 169050 | 1352400 | [6 empty] | 2 | orang | 4 | hari | 8
|  |  | - | Engineer | man-day | 4 | orang-hari | 448500 | 1794000 | [6 empty] | 1 | orang | 4 | hari | 4
|  |  | - | Operator | man-day | 16 | orang-hari | 139150 | 2226400 | [6 empty] | 4 | orang | 4 | hari | 16
|  |  | - | Engineer expert | man-day | 0 | orang-hari | 486833.3333 | 0 | [6 empty] | 0 | 0 | 0
Rent of Equipment
|  |  | - | Stringing of Equipment | unit-day | 8 | unit - hari | 9200000 | 73600000 | [6 empty] | 2 | unit | 4 | hari | 8
|  |  | - | Theodolit | hour | 4 | unit - hari | 38812.5 | 155250 | [6 empty] | 1 | unit | 4 | jam | 4
|  |  | - | Communication of Equipment | unit-day | 8 | unit - hari | 93150 | 745200 | [6 empty] | 2 | unit | 4 | hari | 8
|  |  | Material : | [7 empty] | 98562258.2
|  |  | - | Bamboo | stick | 50 | batang | 17250 | 862500
|  |  | - | Galvanis of Wire dia 4 mm | kg | 25 | kg | 0 | 0
98096150
[8 empty] | 1 KM Konduktor | 16349358.3333
an | 42 |  | 1 KMR Stringing of Earthing conductor
Upah
|  |  | - | Worker Stringging | man-day | 20 | orang-hari | 217005 | 4340100 | [6 empty] | 5 | orang | 4 | hari | 20
|  |  | - | Foreman TL | man-day | 4 | orang-hari | 169050 | 676200 | [6 empty] | 1 | orang | 4 | hari | 4
|  |  | - | Engineer | man-day | 2 | orang-hari | 448500 | 897000 | [6 empty] | 0.5 | orang | 4 | hari | 2
|  |  | - | Operator | man-day | 8 | orang-hari | 139150 | 1113200 | [6 empty] | 2 | orang | 4 | hari | 8
|  |  | - | Engineer expert | man-day | 0 | orang-hari | 486833.3333 | 0 | [6 empty] | 0 | 0 | 0
Rent of Equipment
|  |  | - | Stringing of Equipment | unit-day | 1 | unit - hari | 9200000 | 9200000 | [6 empty] | 0.25 | unit | 4 | hari | 1
|  |  | - | Theodolit | hour | 2 | unit - hari | 38812.5 | 77625 | [6 empty] | 1 | unit | 2 | jam | 2
|  |  | - | Communication of Equipment | unit-day | 4 | unit - hari | 93150 | 372600 | [6 empty] | 1 | unit | 4 | hari | 4
Material :
|  |  | - | Bamboo | stick | 0 | batang | 17250 | 0
|  |  | - | Galvanis of Wire dia 4 mm | kg | 0 | kg | 0 | 0
16676725
an | 43 |  | 1 KMS Sagging of Stringing
Upah
|  |  | - | Worker Stringging | man-day | 20 |  | 217005 | 4340100
|  |  | - | Foreman TL | man-day | 3 |  | 169050 | 507150
Rent of Equipment
|  |  | - | Sagging of Equipment | unit-day | 1 |  | 250000 | 250000
|  |  | - | Theodolit | unit-day | 1 |  | 310500 | 310500
5407750
an | 44 |  | Installed of Tension Insulator set & Hardware
( incl. Clamp & Armour rod )
Upah
|  |  | - | Worker Stringging | man-day | 1 | orang-hari | 217005 | 217005
|  |  | - | Foreman TL | man-day | 0.1 | orang-hari | 169050 | 16905
|  |  | - | Engineer expert | man-day |  | orang-hari | 486833.3333 | 0
Rent of Equipment
|  |  | - | Supporting of Equipment ( Key and Safety belt ) | unit-day | 0.5 | unit - hari | 18630 | 9315
243225
an | 45 |  | Installed of Suspension Insulator set & Hardware
( incl. Clamp & Armour rod )
Upah
|  |  | - | Worker Stringging | man-day | 1 | orang-hari | 217005 | 217005
|  |  | - | Foreman TL | man-day | 0.1 | orang-hari | 169050 | 16905
|  |  | - | Engineer expert | man-day |  | orang-hari | 486833.3333 | 0
Rent of Equipment
|  |  | - | Supporting of Equipment ( Key and Safety belt ) | unit-day | 0.05 | unit - hari | 18630 | 931.5
234841.5
an | 46 |  | Installed of Earthwire Suspension set
( incl. Clamp & Armour rod )
Upah
|  |  | - | Worker Stringging | man-day | 0.5 | orang-hari | 217005 | 108502.5
|  |  | - | Foreman TL | man-day | 0.1 | orang-hari | 169050 | 16905
|  |  | - | Engineer expert | man-day |  | orang-hari | 486833.3333 | 0
Rent of Equipment
|  |  | - | Supporting of Equipment ( Key and Safety belt ) | unit-day | 0.5 | unit - hari | 18630 | 9315
134722.5
an | 47 |  | Installed of Earthwire Tension set
( incl. Clamp & Armour rod )
Upah
|  |  | - | Worker Stringging | man-day | 0.25 | orang-hari | 217005 | 54251.25
|  |  | - | Foreman TL | man-day | 0.1 | orang-hari | 169050 | 16905
|  |  | - | Engineer expert | man-day |  | orang-hari | 486833.3333 | 0
Rent of Equipment
|  |  | - | Supporting of Equipment ( Key and Safety belt ) | unit-day | 0.5 | unit - hari | 18630 | 9315
80471.25
an | 48 |  | Installed of Jumper Support Insulator set
( incl. Clamp & Armour rod )
Upah
|  |  | - | Worker Stringging | man-day | 1 | orang-hari | 217005 | 217005
|  |  | - | Foreman TL | man-day | 0.1 | orang-hari | 169050 | 16905
|  |  | - | Engineer expert | man-day |  | orang-hari | 486833.3333 | 0
Rent of Equipment
|  |  | - | Supporting of Equipment ( Key and Safety belt ) | unit-day | 0.5 | unit - hari | 18630 | 9315
243225
an | 49 |  | Installed of Spacer damper for ACSR/AS or TACSR
Upah
|  |  | - | Worker Stringging | man-day | 0.25 | orang-hari | 217005 | 54251.25
|  |  | - | Foreman TL | man-day | 0.1 | orang-hari | 169050 | 16905
|  |  | - | Engineer expert | man-day |  |  | 486833.3333 | 0
Rent of Equipment
|  |  | - | Supporting of Equipment ( Key and Safety belt ) | unit-day | 0.5 | unit - hari | 18630 | 9315
80471.25
an | 50 |  | Installed Vibration damper for AS 95 or OPGW 100 mm2
Upah
|  |  | - | Worker Stringging | man-day | 0.5 | orang-hari | 217005 | 108502.5
|  |  | - | Foreman TL | man-day | 0.1 | orang-hari | 169050 | 16905
|  |  | - | Engineer expert | man-day | 0.05 |  | 486833.3333 | 24341.6667
Rent of Equipment
|  |  | - | Supporting of Equipment ( Key and Safety belt ) | unit-day | 0.5 | unit - hari | 18630 | 9315
159064.1667
an | 51 |  | Installed of Mid Span Joint for ACSR/AS or TACSR
Upah
|  |  | - | Worker Stringging | man-day | 0.5 | orang-hari | 217005 | 108502.5
|  |  | - | Foreman TL | man-day | 0.1 | orang-hari | 169050 | 16905
Rent of Equipment
|  |  | - | Supporting of Equipment ( Key and Safety belt ) | unit-day | 0.5 | unit - hari | 18630 | 9315
134722.5
an | 52 |  | Installed of Mid Span Joint for AS 95 or OPGW 100 mm2
Upah
|  |  | - | Worker Stringging | man-day | 0.3 | orang-hari | 217005 | 65101.5
|  |  | - | Foreman TL | man-day | 0.1 | orang-hari | 169050 | 16905
Rent of Equipment
|  |  | - | Supporting of Equipment ( Key and Safety belt ) | unit-day | 0.5 | unit - hari | 18630 | 9315
91321.5
an | 53 |  | Installed of Repair Sleeve for ACSR/AS or TACSR
Upah
|  |  | - | Worker Stringging | man-day | 0.5 | orang-hari | 217005 | 108502.5
|  |  | - | Foreman TL | man-day | 0.2 | orang-hari | 169050 | 33810
Rent of Equipment
|  |  | - | Supporting of Equipment ( Key and Safety belt ) | unit-day | 0.5 | unit - hari | 18630 | 9315
151627.5
an | 54 |  | Installed of Spacer for Jumper
Upah
|  |  | - | Worker Stringging | man-day | 0.25 | orang-hari | 217005 | 54251.25
|  |  | - | Foreman TL | man-day | 0.1 | orang-hari | 169050 | 16905
Rent of Equipment
|  |  | - | Supporting of Equipment ( Key and Safety belt ) | unit-day | 0.5 | unit - hari | 18630 | 9315
80471.25
an | 55 |  | Installed of Anti Climbing Device ( 1 set / tower )
Upah
|  |  | - | Worker Stringging | man-day | 0.5 | orang-hari | 217005 | 108502.5
|  |  | - | Foreman TL | man-day | 0.2 | orang-hari | 169050 | 33810
Rent of Equipment
|  |  | - | Supporting of Equipment ( Key and Safety belt ) | unit-day | 0.4 | unit - hari | 18630 | 7452
149764.5
an | 56 |  | Installed of Danger Plate ( 2 pcs / tower )
Upah
|  |  | - | Worker Stringging | man-day | 0.5 | orang-hari | 217005 | 108502.5
|  |  | - | Foreman TL | man-day | 0.2 | orang-hari | 169050 | 33810
Rent of Equipment
|  |  | - | Supporting of Equipment ( Key and Safety belt ) | unit-day | 0.4 | unit - hari | 18630 | 7452
149764.5
an | 57 |  | Installed of Number Plate Phase ( 2 pcs/tower )
Upah
|  |  | - | Worker Stringging | man-day | 0.5 | orang-hari | 217005 | 108502.5
|  |  | - | Foreman TL | man-day | 0.2 | orang-hari | 169050 | 33810
Rent of Equipment
|  |  | - | Supporting of Equipment ( Key and Safety belt ) | unit-day | 0.4 | unit - hari | 18630 | 7452
149764.5
an | 58 |  | 1 m3 Demolishing Concrete
Rent of Equipment
|  |  | - | Jack Hammer | unit-day | 0.16 |  | 18630 | 2980.8 | Pekerja L.01 13,334
|  |  | - | Hammer | bh | 0.05 |  | 35218.75 | 1760.9375 | Mandor L.04 0,666
|  |  | - | Steel Saw | bh | 0.1 |  | 267375 | 26737.5
Upah
|  |  | - | Worker | man-day | 13.334 |  | 127650 | 1702085.1
|  |  | - | Foreman | man-day | 0.666 |  | 169050 | 112587.3
1846151.6375
an | 59 |  | Dewatering with pump ( 24 hours, capacity 30 m3/s)
Material
|  |  | - | Solar | Ltr | 72.6 |  | 11500 | 834900
|  |  | - | Oil | Ltr | 0.3 |  | 69000 | 20700
Rent of Equipment
|  |  | - | Water Pump 30 m3/day | hari | 1 |  | 130333.3333 | 130333.3333
Upah
|  |  | - | Worker | man-day | 4 |  | 127650 | 510600
|  |  | - | Foreman | man-day | 0.1 |  | 169050 | 16905
1513438.3333
an | 60 |  | 1 m2 steger bamboo
Material
|  |  | - | Bamboo | no | 1.25 |  | 17250 | 21562.5
|  |  | - | Rope fibers | m3 | 0.186 |  | 11200 | 2083.2
Upah
|  |  | - | Worker | man-day | 1 |  | 127650 | 127650
|  |  | - | Carpenter | man-day | 2 |  | 127650 | 255300
|  |  | - | Worker chief | man-day | 0.2 |  | 255300 | 51060
|  |  | - | Foreman | man-day | 0.05 |  | 169050 | 8452.5
[9 empty] | 466108.2 | [5 empty] | 3073941 | 3516403.5
an | 61 |  | 10 cm Welding with electric
Material
|  |  | - | Welding wire | kg | 0.4 |  | 25000 | 10000
|  |  | - | Solar | Ltr | 0.3 |  | 11500 | 3450
|  |  | - | Oil | Ltr | 0.04 |  | 69000 | 2760
Rent of Equipment
|  |  | - | Welding Machine | hour | 0.17 |  | 31214.45 | 5306.4565
Upah
|  |  | - | Worker | man-day | 0.04 |  | 127650 | 5106
|  |  | - | Weld worker | man-day | 0.02 |  | 133400 | 2668
|  |  | - | Worker chief | man-day | 0.002 |  | 255300 | 510.6
|  |  | - | Foreman | man-day | 0.002 |  | 169050 | 338.1
30139.1565
an | 62 |  | 1 m installation PVC pipe type AW dia 2"
Material
|  |  | - | PVC pipe 2" | no | 1.25 |  | 52500 | 65625
|  |  | - | Fitting sets | m3 | 0.186 |  | 5250 | 976.5
Upah
|  |  | - | Worker | man-day | 1 |  | 127650 | 127650
|  |  | - | Worker chief | man-day | 0.2 |  | 255300 | 51060
|  |  | - | Foreman | man-day | 0.05 |  | 169050 | 8452.5
253764
an | 63 |  | 1 bh patok
Material
|  |  | - | Patok beton uk. 10cm x 10 cm | Ls | 1.25 |  | 36212.3785 | 45265.4732 |  |  | 0.028 | 1293299.2333 | 36212.3785
|  |  | - | Cat tembok | kg | 0.186 |  | 58800 | 10936.8
Upah
|  |  | - | Worker | man-day | 1 |  | 127650 | 127650
|  |  | - | Foreman | man-day | 0.1 |  | 169050 | 16905
200757.2732
an | 64 |  | 1 bh danger plate / number plate
Material
|  |  | - | Aluminium plate uk. 12cm x 12 cm | m2 | 0.25 |  | 132000 | 33000 |  |  | 0.028 | 5989.5833 | 167.7083
|  |  | - | Colour steel paint | kg | 0.1 |  | 53000 | 5300
Upah
|  |  | - | Worker | man-day | 1 |  | 127650 | 127650
|  |  | - | Foreman | man-day | 0.1 |  | 169050 | 16905
182855
an | 65 |  | As built drawing and shop drawing
Material
|  |  | - | HVS paper or kalkir (A1) | pcs | 1.2 |  | 300000 | 360000
|  |  | - | Rapido ink | no | 0.05 |  | 150000 | 7500
|  |  | - | Rapido pen | no | 0.01 |  | 150000 | 1500
Upah
|  |  | - | Drafter | man-day | 120 |  | 500000 | 60000000
|  |  | - | Engineer | man-day | 60 |  | 1000000 | 60000000
120369000
an | 66 |  | Design of calculation and drawing
Upah
|  |  | - | Drafter | man-day | 80 |  | 287500 | 23000000
|  |  | - | Engineer | man-day | 40 |  | 448500 | 17940000
40940000
an | 67 |  | 1 set Earthing angle, including galvanized steel angle 1,5 m
Material
|  |  | - | Galvanis of Steel angle MS | kg | 5.655 |  | 20125 | 113806.875
|  |  | - | GSW 55 | m | 3 |  | 18000 | 54000
|  |  | - | Clamp | pcs | 2 |  | 15000 | 30000
Upah
|  |  | - | Worker | man-day | 1 |  | 127650 | 127650
|  |  | - | Foreman | man-day | 0.1 |  | 169050 | 16905
342361.875
an | 68 |  | 1 set Counterpoise 30 m long GSW and 0.45 m depth, including galvanized steel angle 1 m
Material
|  |  | - | Galvanis of Steel angle MS | kg | 3.77 |  | 20125 | 75871.25
|  |  | - | GSW 55 | m | 30 |  | 18000 | 540000
|  |  | - | Clamp | pcs | 8 |  | 15000 | 120000
Upah
|  |  | - | Worker | man-day | 7.2775 |  | 127650 | 928972.875
|  |  | - | Foreman | man-day | 0.57385 |  | 169050 | 97009.3425
1761853.4675
an | 68 |  | 1 set Counterpoise 30 m long GSW and 1 m depth, including galvanized steel angle 1 m
Material
|  |  | - | Galvanis of Steel angle MS | kg | 3.77 |  | 20125 | 75871.25
|  |  | - | GSW 55 | m | 30 |  | 18000 | 540000
|  |  | - | Clamp | pcs | 8 |  | 15000 | 120000
Upah
|  |  | - | Worker | man-day | 14.95 |  | 127650 | 1908367.5
|  |  | - | Foreman | man-day | 1.153 |  | 169050 | 194914.65
2839153.4
an | 69 |  | 1 set Counterpoise 30 m long GSW and 0.45 m depth, including galvanized steel angle 2 m
Material
|  |  | - | Galvanis of Steel angle MS | kg | 7.54 |  | 20125 | 151742.5
|  |  | - | GSW 55 | m | 30 |  | 18000 | 540000
|  |  | - | Clamp | pcs | 8 |  | 15000 | 120000
Upah
|  |  | - | Worker | man-day | 7.2775 |  | 127650 | 928972.875
|  |  | - | Foreman | man-day | 0.57385 |  | 169050 | 97009.3425
1837724.7175
an | 70 |  | 1m' Fence BRC height 1.90 m
Material
|  |  |  | BRC height 1.90 m | m | 1 |  | 319770 | 319770
|  |  |  | Steel pipe dia 3 inc and clamp | m | 2.5 |  | 147216.6667 | 368041.6667
|  |  |  | Foundation 0.3 x 0.3 m2 reinforced concrete K 175; | m3 | 0.045 |  | 2709213.7333 | 121914.618
Fe : 100 kg/m3
|  |  |  | Sloof 20/30 reinforced concrete K 175; | m3 | 0.06 |  | 2709213.7333 | 162552.824
Fe : 100 kg/m3
Remuneration
|  |  |  | - Excavation of Soil | m3 | 2.25 |  | 145358.85 | 327057.4125
|  |  |  | - Back Filling | m3 | 1.5 |  | 72277.5 | 108416.25
|  |  |  | - Erection of Fence | ls | 1 |  | 31977 | 31977
1439729.7712

## 1 (hidden)
Per m3 beton k.100 membutuhkan 18 karung pasir, 20 karung split dan 5 sak semen
Ongkos angkut material = Rp.5.000 /karung atau /sak semen
No | Material | Kuantitas | Unit
1 | Pasir | 22 | karung |  | Jawa | 10000 | Mutu Beton |  | SEMEN (Kg) | Pasir (Kg) | Kerikil (Kg) | Air (liter) | w/c Ratio
2 | Split | 25 | karung |  | kalimantan | 15000 | 7,4 MPa | K100 | 247 | 869 | 999 | 215 | 0.87045
3 | Semen | 5 | sak |  |  |  | 9,8 MPa | K125 | 276 | 828 | 1012 | 215 | 0.77899
| Total | 52 | karung/sak |  |  |  | 12,2 MPa | K150 | 299 | 799 | 1017 | 215 | 0.71906
[7 empty] | 14,5 MPa | K175 | 326 | 760 | 1029 | 215 | 0.65951
| Harga satuan | 5000 |  |  |  |  | 16,9 MPa | K200 | 352 | 731 | 1031 | 215 | 0.6108
| Harga total | 260000 |  |  |  |  | 19,3 MPa | K225 | 371 | 698 | 1047 | 215 | 0.57951
|  | 0 |  |  |  |  | 21,7 MPa | K250 | 384 | 692 | 1039 | 215 | 0.5599
[7 empty] | 24,0 MPa | K275 | 406 | 684 | 1026 | 215 | 0.52956
[7 empty] | 26,4 MPa | K300 | 413 | 681 | 1021 | 215 | 0.52058
Per m3 beton k.225 membutuhkan 13 karung pasir, 13 karung split dan 8 sak semen | [6 empty] | 28,8 MPa | K325 | 439 | 670 | 1006 | 215 | 0.48975
Ongkos angkut material = Rp.5.000 /karung atau /sak semen | [6 empty] | 31,2 MPa | K350 | 448 | 667 | 1000 | 215 | 0.47991
No | Material | Kuantitas | Unit
1 | Pasir | 18 | karung |  | Jawa | 10000
2 | Split | 27 | karung |  | kalimantan | 15000
3 | Semen | 8 | sak
| Total | 53 | karung/sak
| Harga satuan | 15000 |  | 375
| Harga total | 795000
0
Per m3 beton k.300 membutuhkan 14 karung pasir, 21 karung split dan 9 sak semen
Ongkos angkut material = Rp.5.000 /karung atau /sak semen
No | Material | Kuantitas | Unit
1 | Pasir | 18 | karung
2 | Split | 26 | karung
3 | Semen | 9 | sak
| Total | 53 | karung/sak
| Harga satuan | 15000
| Harga total | 795000
0

## 2 (hidden)
| #REF! | [6 empty] | #REF! | [6 empty] | #REF! | [6 empty] | #REF!
| 000000000000 | [6 empty] | 000000000000 | [6 empty] | 000000000000 | [6 empty] | 000000000000
| #REF! | [6 empty] | #REF! | [6 empty] | #REF! | [6 empty] | #REF!
isi disini | #REF! | [5 empty] | isi disini | #REF! | [5 empty] | isi disini | #REF! | [5 empty] | isi disini | #REF!
|  |  | Terbilang : | [6 empty] | Terbilang : | [6 empty] | Terbilang :
| #REF! | #REF! | #REF! |  | 1 | Satu |  | #REF! | #REF! | #REF! |  | 1 | Satu |  | #REF! | #REF! | #REF! |  | 1 | Satu |  | #REF! | #REF! | #REF! |  | 1 | Satu
|  | #REF! | #REF! |  | 2 | Dua |  |  | #REF! | #REF! |  | 2 | Dua |  |  | #REF! | #REF! |  | 2 | Dua |  |  | #REF! | #REF! |  | 2 | Dua
|  | #REF! | #REF! | #REF! | 3 | Tiga |  |  | #REF! | #REF! | #REF! | 3 | Tiga |  |  | #REF! | #REF! | #REF! | 3 | Tiga |  |  | #REF! | #REF! | #REF! | 3 | Tiga
| #REF! | #REF! | #REF! |  | 4 | Empat |  | #REF! | #REF! | #REF! |  | 4 | Empat |  | #REF! | #REF! | #REF! |  | 4 | Empat |  | #REF! | #REF! | #REF! |  | 4 | Empat
|  | #REF! | #REF! |  | 5 | Lima |  |  | #REF! | #REF! |  | 5 | Lima |  |  | #REF! | #REF! |  | 5 | Lima |  |  | #REF! | #REF! |  | 5 | Lima
|  | #REF! | #REF! | #REF! | 6 | Enam |  |  | #REF! | #REF! | #REF! | 6 | Enam |  |  | #REF! | #REF! | #REF! | 6 | Enam |  |  | #REF! | #REF! | #REF! | 6 | Enam
| #REF! | #REF! | #REF! |  | 7 | Tujuh |  | #REF! | #REF! | #REF! |  | 7 | Tujuh |  | #REF! | #REF! | #REF! |  | 7 | Tujuh |  | #REF! | #REF! | #REF! |  | 7 | Tujuh
|  | #REF! | #REF! |  | 8 | Delapan |  |  | #REF! | #REF! |  | 8 | Delapan |  |  | #REF! | #REF! |  | 8 | Delapan |  |  | #REF! | #REF! |  | 8 | Delapan
|  | #REF! | #REF! | #REF! | 9 | Sembilan |  |  | #REF! | #REF! | #REF! | 9 | Sembilan |  |  | #REF! | #REF! | #REF! | 9 | Sembilan |  |  | #REF! | #REF! | #REF! | 9 | Sembilan
| #REF! | #REF! | #REF! |  |  |  |  | #REF! | #REF! | #REF! |  |  |  |  | #REF! | #REF! | #REF! |  |  |  |  | #REF! | #REF! | #REF!
|  | #REF! | #REF! | [5 empty] | #REF! | #REF! | [5 empty] | #REF! | #REF! | [5 empty] | #REF! | #REF!
|  | #REF! | #REF! | [5 empty] | #REF! | #REF! | [5 empty] | #REF! | #REF! | [5 empty] | #REF! | #REF!
| #REF! | [6 empty] | #REF! | [6 empty] | #REF! | [6 empty] | #REF!
| #REF! | [6 empty] | #REF! | [6 empty] | #REF! | [6 empty] | #REF!

## Sheet1 (hidden)
SISTEM 150 KV
1 |  | Pemasangan Kolom (Post), Switchyard 150 kV
| a. | Pemasangan Kolom (Post), tinggi 13 m + 5 m | [6 empty] | 4808400 | Tinngi 9 m' (tanpa sambung) | 1439.44 | kg
|  | 1 | Pengadaan Steel Structure Post, tinggi 13,0 + 5 m |  | kg | 2995 |  | 0 | 0 | Penyambung | 292.26 | kg
|  | 2 | Pemasangan Steel Structure Post, tinggi 13,0 + 5m |  | kg |  |  | 4808400 | 4808400 | Tinngi 9,0 m' | 1731.7 | kg | #DIV/0!
|  |  | - | Supervisor | h/o | 1 | 120000 | 120000 |  | Tengah, Tinngi 4,0 m' | 1168.6 | kg
|  |  | - | Skill Worker | h/o | 7 | 110000 | 770000 |  | Tinggi 13 m' | 2900.3 | kg
|  |  | - | Helper | h/o | 7 | 100000 | 700000 |  | Pucuk, 5,0 m' | 184.45 | kg
|  |  | - | Tukang Panjat | h/o | 4 | 500000 | 2000000 |  | Tinggi 13 m'+5m' | 3084.75 | kg
|  |  | - | Sewa Crane 30 ton (incl. Opr + BBM) | jam | 8 | 139800 | 1118400
|  |  | - | Peralatan bantu | lot | 1 | 100000 | 100000 |  |  | 1353.05
| b. | Pemasangan Kolom (Post), tinggi 13 m | [6 empty] | 4598400
|  | 1 | Pengadaan Steel Structure Post, tinggi 13,0 m |  | kg | 2883 |  | 0 | 0 | Tinngi 9,0 m' | 1731.7 | kg
|  | 2 | Pemasangan Steel Structure Post, tinggi 13,0 m |  | kg |  |  | 4598400 | 4598400 | Tengah, Tinngi 4,0 m' | 1168.6 | kg | #DIV/0!
|  |  | - | Supervisor | h/o | 1 | 120000 | 120000 |  | Tinggi 13 m' | 2900.3 | kg
|  |  | - | Skill Worker | h/o | 6 | 110000 | 660000
|  |  | - | Helper | h/o | 6 | 100000 | 600000
|  |  | - | Tukang Panjat | h/o | 4 | 500000 | 2000000
|  |  | - | Sewa Crane 30 ton (incl. Opr + BBM) | jam | 8 | 139800 | 1118400
|  |  | - | Peralatan bantu | lot | 1 | 100000 | 100000
| c. | Pemasangan Kolom (Post), tinggi 9 m | [6 empty] | 3178400 | Tinngi 9 m' (tanpa sambung) | 1439.44 | kg
|  | 1 | Pengadaan Steel Structure Kolom (Post), tinggi 9,0 m |  | kg | 1442 |  | 0 | 0 | Penyambung | 292.26 | kg
|  | 2 | Pemasangan Steel Structure Kolom (Post), tinggi 9,0 m |  | kg |  |  | 3178400 | 3178400 | Tinngi 9,0 m' | 1731.7 | kg | #DIV/0!
|  |  | - | Supervisor | h/o | 1 | 120000 | 120000 |  | Pucuk, 5,0 m' | 184.45 | kg
|  |  | - | Skill Worker | h/o | 4 | 110000 | 440000 |  | Tinggi 9,0 + 5,0 | 1916.15 | kg
|  |  | - | Helper | h/o | 4 | 100000 | 400000
|  |  | - | Tukang Panjat | h/o | 2 | 500000 | 1000000
|  |  | - | Sewa Crane 30 ton (incl. Opr + BBM) | jam | 8 | 139800 | 1118400
|  |  | - | Peralatan bantu | lot | 1 | 100000 | 100000
| e. | Pemasangan Kolom (Post), tinggi 17 m | [6 empty] | 5018400
|  | 1 | Pengadaan Steel Structure Post, tinggi 17,0 m' |  | kg | 4068.9 |  | 0 | 0 | Tinngi 13,0 m' | 2900.3 | kg
|  | 2 | Pemasangan Steel Structure Post, tinggi 17,0 + 5m |  | kg |  |  | 5018400 | 5018400 | Tengah, Tinngi 4,0 m' | 1168.6 | kg | #DIV/0!
|  |  | - | Supervisor | h/o | 1 | 120000 | 120000 |  | Tinngi 17,0 m' | 4068.9 | kg
|  |  | - | Skill Worker | h/o | 8 | 110000 | 880000
|  |  | - | Helper | h/o | 8 | 100000 | 800000
|  |  | - | Tukang Panjat | h/o | 4 | 500000 | 2000000
|  |  | - | Sewa Crane 30 ton (incl. Opr + BBM) | jam | 8 | 139800 | 1118400
|  |  | - | Peralatan bantu | lot | 1 | 100000 | 100000
| f. | Pemasangan Kolom (Post), tinggi 17 m + 5 m | [6 empty] | 6438400
|  | 1 | Pengadaan Steel Structure Post, tinggi 17,0 + 5 m |  | kg | 4253.35 |  | 0 | 0 | Tinngi 13,0 m' | 2900.3 | kg
|  | 2 | Pemasangan Steel Structure Post, tinggi 17,0 m |  | kg |  |  | 6438400 | 6438400 | Tengah, Tinngi 4,0 m' | 1168.6 | kg | #DIV/0!
|  |  | - | Supervisor | h/o | 1 | 120000 | 120000 |  | Tinngi 17,0 m' | 4068.9 | kg
|  |  | - | Skill Worker | h/o | 10 | 110000 | 1100000 |  | Pucuk, 5,0 m' | 184.45 | kg
|  |  | - | Helper | h/o | 10 | 100000 | 1000000 |  | Tinggi 17,0 + 5,0 | 4253.35 | kg
|  |  | - | Tukang Panjat | h/o | 6 | 500000 | 3000000
|  |  | - | Sewa Crane 30 ton (incl. Opr + BBM) | jam | 8 | 139800 | 1118400
|  |  | - | Peralatan bantu | lot | 1 | 100000 | 100000
2 |  | Pemasangan Beam, Switchyard 150 kV
| a. | Pemasangan Beam Flay Bus, panjang 14 m' | [6 empty] | 3598400
|  | 1 | Pengadaan Steel Structure Beam Flay Bus, pjg 14 m' |  | kg | 1552 |  | 0 | 0 | Penyambung | 1731.7 | kg
|  | 2 | Pemasangan Steel Structure Beam Flay Bus, pjg 14 m' |  | kg |  |  | 3598400 | 3598400 | Tinngi 9,0 m' | 1731.7 | kg | #DIV/0!
|  |  | - | Supervisor | h/o | 1 | 120000 | 120000
|  |  | - | Skill Worker | h/o | 6 | 110000 | 660000
|  |  | - | Helper | h/o | 6 | 100000 | 600000
|  |  | - | Tukang Panjat | h/o | 2 | 500000 | 1000000
|  |  | - | Sewa Crane 30 ton (incl. Opr + BBM) | jam | 8 | 139800 | 1118400
|  |  | - | Peralatan bantu | lot | 1 | 100000 | 100000
| b. | Pemasangan Beam Flay Bus, panjang 12 m' | [6 empty] | 3598400
|  | 1 | Pengadaan Steel Structure Beam Flay Bus, pjg 12 m' |  | kg | 1330.2857 |  | 0 | 0 | Penyambung | 1731.7 | kg
|  | 2 | Pemasangan Steel Structure Beam Flay Bus, pjg 12 m' |  | kg |  |  | 3598400 | 3598400 | Tinngi 9,0 m' | 1731.7 | kg | #DIV/0!
|  |  | - | Supervisor | h/o | 1 | 120000 | 120000
|  |  | - | Skill Worker | h/o | 6 | 110000 | 660000
|  |  | - | Helper | h/o | 6 | 100000 | 600000
|  |  | - | Tukang Panjat | h/o | 2 | 500000 | 1000000
|  |  | - | Sewa Crane 30 ton (incl. Opr + BBM) | jam | 8 | 139800 | 1118400
|  |  | - | Peralatan bantu | lot | 1 | 100000 | 100000
| c. | Pemasangan Beam Busbar, panjang 14 m' | [6 empty] | 3388400
|  | 1 | Pengadaan Steel Structure Beam Busbar, pjg 14 m' |  | kg | 1552 |  | 0 | 0
|  | 2 | Pemasangan Steel Structure Beam Busbar, panjang 14 m' |  | kg |  |  | 3388400 | 3388400 |  |  |  | #DIV/0!
|  |  | - | Supervisor | h/o | 1 | 120000 | 120000
|  |  | - | Skill Worker | h/o | 5 | 110000 | 550000
|  |  | - | Helper | h/o | 5 | 100000 | 500000
|  |  | - | Tukang Panjat | h/o | 2 | 500000 | 1000000
|  |  | - | Sewa Crane 30 ton (incl. Opr + BBM) | jam | 8 | 139800 | 1118400
|  |  | - | Peralatan bantu | lot | 1 | 100000 | 100000
| d. | Pemasangan Beam Busbar, panjang 12 m' | [6 empty] | 3178400
|  | 1 | Pengadaan Steel Structure Beam Busbar, pjg 12 m' |  | kg | 1330.2857 |  | 0 | 0 | Penyambung | 1731.7 | kg
|  | 2 | Pemasangan Steel Structure Beam Busbar, pjg 12 m' |  | kg |  |  | 3178400 | 3178400 | Tinngi 9,0 m' | 1731.7 | kg | #DIV/0!
|  |  | - | Supervisor | h/o | 1 | 120000 | 120000
|  |  | - | Skill Worker | h/o | 4 | 110000 | 440000
|  |  | - | Helper | h/o | 4 | 100000 | 400000
|  |  | - | Tukang Panjat | h/o | 2 | 500000 | 1000000
|  |  | - | Sewa Crane 30 ton (incl. Opr + BBM) | jam | 8 | 139800 | 1118400
|  |  | - | Peralatan bantu | lot | 1 | 100000 | 100000